## Instructions
Notes
1 | This spreadsheet uses bed shear calculations to indicate whether sedimentation an/or erosion are likely to occur in pipes
2 | It assumes sediment is granular. The effects of cohesion are not allowed for.
3 | It cannot, for example, predict whether there will be sediment present to deposit or erode
4 | It only covers circular pipes. Channels, gullies etc. are not covered
5 | The predictor does not allow for the effect of sediment on pipe hydraulics.
6 | If the spreadsheet indicates that deposition is likely to occur, a more detailed investigation is recommended
Instructions
1 | The first stage is to carry out your hydraulic design by whatever manual or computerised method you are using, or to obtain records if you are looking at an existing system.
2 | The next stage is to transfer basic pipe data to the spreadsheet. Depending on the program used or the form the records are in, it will probably be possible to export the data necessary by CSV or copy and paste. Otherwise, you will have to resort to manual entry.
3 | The spreadsheet has two columns to identify the pipes (manhole number and suffix). This is to suit the convention XXX.1, X.2 representing pipes 1 and 2 respectively out of manhole number XXX. Any alternative numbering system is acceptable: the first two columns are used only to identify each pipe run.
4 | Columns C, D and E are for median (d50) diameter in mm, roughness (ks equivalent sand roughness ONLY, typically 0.6mm) and gradient. The gradient MUST be expressed as a decimal, e.g. for a pipe laid at 1:200, gradient = 0.05.
6 | That is all the pipe data that is needed. The other factor is the nature of the sediment that is expected. This is represented by d50 (mm), the mean diameter of the sediment particles concerned, and their specific gravity (dimensionless).
7 | Typical values are as follows:
Coarse highway grit: 1.0mm, 2.7
Fine highway grit: 0.5mm, 2.7
Fine sand: 0.1mm, 2.7.
Foul sewage solids: 0.04mm, 1.7
These values are typical only. Use values specific to your catchment wherever possible. The predictor is generally conservative above 0.1mm, and becomes less reliable below this value.
8 | Deposition and erosion factors γdeposition and γerosion are dimensionless factors used to calculate the critical shear stresses above and below which respectively erosion and deposition occur. Use the defaults unless you have specific information that is more appropriate, for example test data that indicates critical shear stress values to use with a particular sediment.
You can vary the values to check the sensitivity of the predictions, but be careful. The values have been calibrated against a detailed model, so excessive variation will give unreliable results.
9 | The predictor indicates likely outcomes at 1/5th bore (representing low flow in a small storm), half bore (a decent storm, maybe a one-year event) and at peak flow, which occurs just below full bore. Surcharged conditions are not allowed for.
A traffic light system is used to indicate the predictions. Deposition at low flow merits an amber light, as it is not unexpected, but a red light at half bore or peak flow, as it means deposits are highly likely to accumulate over time.
A red light indicates that you should review the design, and probably increase the gradient of the pipe concerned. If you are looking at an existing system, it indicates that the pipe should receive enhanced monitoring and/ or maintenance.
10 | A more detailed analysis is recommended if significant problems are indicated by this predictor.
Management
1 | You can make copies of the Predictor worksheet in this workbook, e.g. to investigate different sediment fractions or pipework options. Rename each worksheet to suit. A separate record worksheet is recommended to keep track of changes.
2 | A separate workbook is recommended for each project.
3 | There are 800 useable rows in the worksheet. If your network is larger than this, use more than one sheet.
4 | The calculation cells are locked to prevent accidental errors. They can be unlocked using the password "InfoWorks" if there is a really good reason. You are warned not to!

## Predictor
Sediment d50 (mm) |  |  | 1 | Default 1.0 for highway NB this is the median diameter
Sediment specific gravity |  |  | 2.7 | Default 2.7 for highway NB this is for dense grit
γdeposition *10e6 |  |  | 0.08 | Default 0.08 | 1.3342 | Critical Shear Stress for deposition
γerosion*10e6 |  |  | 0.28 | Default 0.28 | 4.6696 | Critical Shear Stress for erosion
NB γerosion MUST be ≥ γdeposition
MH | suffix | Diameter | Roughness | Gradient as decimal | At 1/5 full bore Sedimentation can be expected, and may still occur at lower flows | At 1/2 full bore Sedimentation should be addressed | At 81% full bore (peak shear) Sedimentation must be addressed | Prop depth | Wetted perimeter | Area of flow | Hydr. Mean depth | sqrt(8ghi) | Ks/14.8*HMD | 2.51ν/4h*sqrt term | LOG | velocity (m/s) | Discharge (l/s) | Friction factor | Shear stress 0.25 depth | At 1/5 full bore | Prop depth | Wetted perimeter | Area of flow | Hydr. Mean depth | sqrt(8ghi) | Ks/14.8*HMD | 2.51ν/4h*sqrt term | LOG | velocity (m/s) | Discharge (l/s) | Friction factor | Shear stress 0.75 depth | At 1/2 bore | Prop depth | Wetted perimeter | Area of flow | Hydr. Mean depth | sqrt(8ghi) | Ks/14.8*HMD | 2.51ν/4h*sqrt term | LOG | velocity (m/s) | Discharge (l/s) | Friction factor | Shear stress peak disch | At 81% bore
B | 1 | 150 | 0.6 | 0.00736 | Sedimentation occurs | Sedimentation may occur | Sedimentation may occur | 0.2 | 0.13909 | 0.002516 | 0.018089 | 0.1022 | 0.0022412 | 0.00038763 | -2.5802 | 0.527 | 1.33 | 0.038302 | 1.3297 | Sedimentation occurs | 0.5 | 0.23562 | 0.0088357 | 0.0375 | 0.14715 | 0.0010811 | 0.00012986 | -2.9169 | 0.858 | 7.58 | 0.029971 | 2.758 | Sedimentation may occur | 0.81 | 0.33593 | 0.015334 | 0.045645 | 0.16235 | 0.00088816 | 9.6701e-05 | -3.0066 | 0.976 | 14.97 | 0.028209 | 3.3589 | Sedimentation may occur
C | 1 | 150 | 1.5 | 0.00736 | Sedimentation occurs | Sedimentation may occur | Sedimentation may occur | 0.2 | 0.13909 | 0.002516 | 0.018089 | 0.1022 | 0.005603 | 0.00038763 | -2.2225 | 0.454 | 1.14 | 0.051623 | 1.3301 | Sedimentation occurs | 0.5 | 0.23562 | 0.0088357 | 0.0375 | 0.14715 | 0.0027027 | 0.00012986 | -2.5478 | 0.75 | 6.63 | 0.039283 | 2.7621 | Sedimentation may occur | 0.81 | 0.33593 | 0.015334 | 0.045645 | 0.16235 | 0.0022204 | 9.6701e-05 | -2.6351 | 0.856 | 13.13 | 0.036725 | 3.3637 | Sedimentation may occur
D | 1 | 150 | 3 | 0.00736 | Sedimentation occurs | Sedimentation may occur | Sedimentation may occur | 0.2 | 0.13909 | 0.002516 | 0.018089 | 0.1022 | 0.011206 | 0.00038763 | -1.9358 | 0.396 | 1 | 0.06805 | 1.3339 | Sedimentation occurs | 0.5 | 0.23562 | 0.0088357 | 0.0375 | 0.14715 | 0.0054054 | 0.00012986 | -2.2569 | 0.664 | 5.87 | 0.050065 | 2.7592 | Sedimentation may occur | 0.81 | 0.33593 | 0.015334 | 0.045645 | 0.16235 | 0.0044408 | 9.6701e-05 | -2.3432 | 0.761 | 11.67 | 0.046444 | 3.3621 | Sedimentation may occur
E | 1 | 150 | 6 | 0.00736 | Sedimentation may occur | Sedimentation may occur | Sedimentation may occur | 0.2 | 0.13909 | 0.002516 | 0.018089 | 0.1022 | 0.022412 | 0.00038763 | -1.6421 | 0.336 | 0.85 | 0.094571 | 1.3346 | Sedimentation may occur | 0.5 | 0.23562 | 0.0088357 | 0.0375 | 0.14715 | 0.010811 | 0.00012986 | -1.961 | 0.577 | 5.1 | 0.066314 | 2.7597 | Sedimentation may occur | 0.81 | 0.33593 | 0.015334 | 0.045645 | 0.16235 | 0.0088816 | 9.6701e-05 | -2.0468 | 0.665 | 10.2 | 0.060868 | 3.3647 | Sedimentation may occur
F | 1 | 150 | 15 | 0.00736 | Sedimentation occurs | Sedimentation may occur | Sedimentation may occur | 0.2 | 0.13909 | 0.002516 | 0.018089 | 0.1022 | 0.05603 | 0.00038763 | -1.2486 | 0.255 | 0.64 | 0.16357 | 1.3295 | Sedimentation occurs | 0.5 | 0.23562 | 0.0088357 | 0.0375 | 0.14715 | 0.027027 | 0.00012986 | -1.5661 | 0.461 | 4.07 | 0.10397 | 2.7619 | Sedimentation may occur | 0.81 | 0.33593 | 0.015334 | 0.045645 | 0.16235 | 0.022204 | 9.6701e-05 | -1.6517 | 0.536 | 8.22 | 0.093473 | 3.3568 | Sedimentation may occur
G | 1 | 450 | 0.6 | 0.00246 | Sedimentation may occur | Sedimentation may occur | Sedimentation may occur | 0.2 | 0.41728 | 0.022644 | 0.054266 | 0.10234 | 0.00074707 | 0.00012903 | -3.0574 | 0.626 | 14.18 | 0.027279 | 1.3362 | Sedimentation may occur | 0.5 | 0.70686 | 0.079522 | 0.1125 | 0.14735 | 0.00036036 | 4.3229e-05 | -3.3941 | 1 | 79.52 | 0.022136 | 2.767 | Sedimentation may occur | 0.81 | 1.0078 | 0.138 | 0.13694 | 0.16257 | 0.00029605 | 3.219e-05 | -3.4838 | 1.133 | 156.36 | 0.02101 | 3.3713 | Sedimentation may occur
H | 1 | 450 | 1.5 | 0.00246 | Sedimentation may occur | Sedimentation may occur | Sedimentation may occur | 0.2 | 0.41728 | 0.022644 | 0.054266 | 0.10234 | 0.0018677 | 0.00012903 | -2.6997 | 0.553 | 12.52 | 0.034988 | 1.3374 | Sedimentation may occur | 0.5 | 0.70686 | 0.079522 | 0.1125 | 0.14735 | 0.0009009 | 4.3229e-05 | -3.025 | 0.891 | 70.85 | 0.027868 | 2.7654 | Sedimentation may occur | 0.81 | 1.0078 | 0.138 | 0.13694 | 0.16257 | 0.00074014 | 3.219e-05 | -3.1122 | 1.012 | 139.66 | 0.026327 | 3.3704 | Sedimentation may occur
J | 1 | 450 | 3 | 0.00246 | Sedimentation may occur | Sedimentation may occur | Sedimentation may occur | 0.2 | 0.41728 | 0.022644 | 0.054266 | 0.10234 | 0.0037353 | 0.00012903 | -2.4129 | 0.494 | 11.19 | 0.043798 | 1.336 | Sedimentation may occur | 0.5 | 0.70686 | 0.079522 | 0.1125 | 0.14735 | 0.0018018 | 4.3229e-05 | -2.734 | 0.806 | 64.09 | 0.034115 | 2.7703 | Sedimentation may occur | 0.81 | 1.0078 | 0.138 | 0.13694 | 0.16257 | 0.0014803 | 3.219e-05 | -2.8203 | 0.917 | 126.55 | 0.032059 | 3.3697 | Sedimentation may occur
K | 1 | 450 | 6 | 0.00246 | Sedimentation may occur | Sedimentation may occur | Sedimentation may occur | 0.2 | 0.41728 | 0.022644 | 0.054266 | 0.10234 | 0.0074707 | 0.00012903 | -2.1192 | 0.434 | 9.83 | 0.05678 | 1.3369 | Sedimentation may occur | 0.5 | 0.70686 | 0.079522 | 0.1125 | 0.14735 | 0.0036036 | 4.3229e-05 | -2.4381 | 0.719 | 57.18 | 0.042899 | 2.7721 | Sedimentation may occur | 0.81 | 1.0078 | 0.138 | 0.13694 | 0.16257 | 0.0029605 | 3.219e-05 | -2.5239 | 0.821 | 113.3 | 0.04003 | 3.3727 | Sedimentation may occur
L | 1 | 450 | 15 | 0.00246 | Sedimentation occurs | Sedimentation may occur | Sedimentation may occur | 0.2 | 0.41728 | 0.022644 | 0.054266 | 0.10234 | 0.018677 | 0.00012903 | -1.7257 | 0.353 | 7.99 | 0.085626 | 1.3337 | Sedimentation occurs | 0.5 | 0.70686 | 0.079522 | 0.1125 | 0.14735 | 0.009009 | 4.3229e-05 | -2.0432 | 0.602 | 47.87 | 0.06108 | 2.767 | Sedimentation may occur | 0.81 | 1.0078 | 0.138 | 0.13694 | 0.16257 | 0.0074014 | 3.219e-05 | -2.1288 | 0.692 | 95.5 | 0.056269 | 3.3681 | Sedimentation may occur
M | 1 | 300 | 0.6 | 0.00511 | Sedimentation may occur | Sedimentation may occur | Sedimentation may occur | 0.2 | 0.27819 | 0.010064 | 0.036177 | 0.12043 | 0.0011206 | 0.00016448 | -2.8911 | 0.696 | 7 | 0.030509 | 1.8474 | Sedimentation may occur | 0.5 | 0.47124 | 0.035343 | 0.075 | 0.1734 | 0.00054054 | 5.5102e-05 | -3.225 | 1.118 | 39.51 | 0.024518 | 3.8306 | Sedimentation may occur | 0.81 | 0.67186 | 0.061335 | 0.091291 | 0.19131 | 0.00044408 | 4.1031e-05 | -3.3142 | 1.268 | 77.77 | 0.023216 | 4.666 | Sedimentation may occur
N | 1 | 300 | 1.5 | 0.00511 | Sedimentation may occur | Sedimentation may occur | Sedimentation may occur | 0.2 | 0.27819 | 0.010064 | 0.036177 | 0.12043 | 0.0028015 | 0.00016448 | -2.5278 | 0.609 | 6.13 | 0.039907 | 1.8501 | Sedimentation may occur | 0.5 | 0.47124 | 0.035343 | 0.075 | 0.1734 | 0.0013514 | 5.5102e-05 | -2.8519 | 0.989 | 34.95 | 0.031353 | 3.8334 | Sedimentation may occur | 0.81 | 0.67186 | 0.061335 | 0.091291 | 0.19131 | 0.0011102 | 4.1031e-05 | -2.9388 | 1.124 | 68.94 | 0.029525 | 4.6626 | Sedimentation may occur
O | 1 | 300 | 3 | 0.00511 | Sedimentation may occur | Sedimentation may occur | Sedimentation may occur | 0.2 | 0.27819 | 0.010064 | 0.036177 | 0.12043 | 0.005603 | 0.00016448 | -2.239 | 0.539 | 5.42 | 0.050866 | 1.8472 | Sedimentation may occur | 0.5 | 0.47124 | 0.035343 | 0.075 | 0.1734 | 0.0027027 | 5.5102e-05 | -2.5594 | 0.888 | 31.38 | 0.038927 | 3.837 | Sedimentation may occur | 0.81 | 0.67186 | 0.061335 | 0.091291 | 0.19131 | 0.0022204 | 4.1031e-05 | -2.6456 | 1.012 | 62.07 | 0.036432 | 4.664 | Sedimentation may occur
P | 1 | 300 | 6 | 0.00511 | Sedimentation may occur | Sedimentation may occur | Erosion occurs | 0.2 | 0.27819 | 0.010064 | 0.036177 | 0.12043 | 0.011206 | 0.00016448 | -1.9442 | 0.468 | 4.71 | 0.06746 | 1.8469 | Sedimentation may occur | 0.5 | 0.47124 | 0.035343 | 0.075 | 0.1734 | 0.0054054 | 5.5102e-05 | -2.2628 | 0.785 | 27.74 | 0.049804 | 3.8363 | Sedimentation may occur | 0.81 | 0.67186 | 0.061335 | 0.091291 | 0.19131 | 0.0044408 | 4.1031e-05 | -2.3485 | 0.899 | 55.14 | 0.046232 | 4.6706 | Erosion occurs
Q | 1 | 300 | 15 | 0.00511 | Sedimentation may occur | Sedimentation may occur | Sedimentation may occur | 0.2 | 0.27819 | 0.010064 | 0.036177 | 0.12043 | 0.028015 | 0.00016448 | -1.5501 | 0.373 | 3.75 | 0.10613 | 1.8457 | Sedimentation may occur | 0.5 | 0.47124 | 0.035343 | 0.075 | 0.1734 | 0.013514 | 5.5102e-05 | -1.8675 | 0.648 | 22.9 | 0.07312 | 3.8379 | Sedimentation may occur | 0.81 | 0.67186 | 0.061335 | 0.091291 | 0.19131 | 0.011102 | 4.1031e-05 | -1.953 | 0.747 | 45.82 | 0.066856 | 4.6633 | Sedimentation may occur
R | 1 | 150 | 0.6 | 0.01177 | Sedimentation may occur | Sedimentation may occur | Erosion occurs | 0.2 | 0.13909 | 0.002516 | 0.018089 | 0.12924 | 0.0022412 | 0.00030653 | -2.5938 | 0.67 | 1.69 | 0.037901 | 2.1267 | Sedimentation may occur | 0.5 | 0.23562 | 0.0088357 | 0.0375 | 0.18609 | 0.0010811 | 0.00010269 | -2.9267 | 1.089 | 9.62 | 0.02977 | 4.4131 | Sedimentation may occur | 0.81 | 0.33593 | 0.015334 | 0.045645 | 0.20531 | 0.00088816 | 7.6469e-05 | -3.0156 | 1.238 | 18.98 | 0.02804 | 5.372 | Erosion occurs
S | 1 | 150 | 0.6 | 0.01145 | Sedimentation may occur | Sedimentation may occur | Erosion occurs | 0.2 | 0.13909 | 0.002516 | 0.018089 | 0.12747 | 0.0022412 | 0.00031078 | -2.5931 | 0.661 | 1.66 | 0.037922 | 2.0711 | Sedimentation may occur | 0.5 | 0.23562 | 0.0088357 | 0.0375 | 0.18354 | 0.0010811 | 0.00010412 | -2.9262 | 1.074 | 9.49 | 0.02978 | 4.2939 | Sedimentation may occur | 0.81 | 0.33593 | 0.015334 | 0.045645 | 0.2025 | 0.00088816 | 7.753e-05 | -3.0152 | 1.221 | 18.72 | 0.028049 | 5.2271 | Erosion occurs
T | 1 | 300 | 0.6 | 0.00525 | Sedimentation may occur | Sedimentation may occur | Erosion occurs | 0.2 | 0.27819 | 0.010064 | 0.036177 | 0.12207 | 0.0011206 | 0.00016227 | -2.8918 | 0.706 | 7.11 | 0.030493 | 1.8998 | Sedimentation may occur | 0.5 | 0.47124 | 0.035343 | 0.075 | 0.17576 | 0.00054054 | 5.4362e-05 | -3.2256 | 1.134 | 40.08 | 0.024509 | 3.9397 | Sedimentation may occur | 0.81 | 0.67186 | 0.061335 | 0.091291 | 0.19391 | 0.00044408 | 4.0481e-05 | -3.3147 | 1.286 | 78.88 | 0.023209 | 4.798 | Erosion occurs
U | 1 | 300 | 0.6 | 0.008 | Sedimentation may occur | Erosion occurs | Erosion occurs | 0.2 | 0.27819 | 0.010064 | 0.036177 | 0.15069 | 0.0011206 | 0.00013145 | -2.9024 | 0.875 | 8.81 | 0.030271 | 2.8971 | Sedimentation may occur | 0.5 | 0.47124 | 0.035343 | 0.075 | 0.21696 | 0.00054054 | 4.4038e-05 | -3.2332 | 1.403 | 49.59 | 0.024394 | 6.0022 | Erosion occurs | 0.81 | 0.67186 | 0.061335 | 0.091291 | 0.23937 | 0.00044408 | 3.2793e-05 | -3.3216 | 1.59 | 97.52 | 0.023112 | 7.3038 | Erosion occurs
V | 1 | 225 | 0.6 | 0.00823 | Sedimentation may occur | Sedimentation may occur | Erosion occurs | 0.2 | 0.20864 | 0.0056611 | 0.027133 | 0.13236 | 0.0014941 | 0.00019953 | -2.7712 | 0.734 | 4.16 | 0.033206 | 2.2362 | Sedimentation may occur | 0.5 | 0.35343 | 0.01988 | 0.05625 | 0.19058 | 0.00072072 | 6.6847e-05 | -3.1037 | 1.183 | 23.52 | 0.026471 | 4.6308 | Sedimentation may occur | 0.81 | 0.5039 | 0.034501 | 0.068468 | 0.21026 | 0.00059211 | 4.9778e-05 | -3.1925 | 1.343 | 46.33 | 0.025019 | 5.6406 | Erosion occurs
W | 1 | 225 | 0.6 | 0.00857 | Sedimentation may occur | Erosion occurs | Erosion occurs | 0.2 | 0.20864 | 0.0056611 | 0.027133 | 0.13507 | 0.0014941 | 0.00019554 | -2.7722 | 0.749 | 4.24 | 0.033181 | 2.3268 | Sedimentation may occur | 0.5 | 0.35343 | 0.01988 | 0.05625 | 0.19448 | 0.00072072 | 6.5508e-05 | -3.1045 | 1.207 | 24 | 0.026459 | 4.8183 | Erosion occurs | 0.81 | 0.5039 | 0.034501 | 0.068468 | 0.21456 | 0.00059211 | 4.878e-05 | -3.1932 | 1.37 | 47.27 | 0.025008 | 5.8672 | Erosion occurs
X | 1 | 225 | 0.6 | 0.00628 | Sedimentation may occur | Sedimentation may occur | Sedimentation may occur | 0.2 | 0.20864 | 0.0056611 | 0.027133 | 0.11562 | 0.0014941 | 0.00022842 | -2.7638 | 0.639 | 3.62 | 0.033383 | 1.7038 | Sedimentation may occur | 0.5 | 0.35343 | 0.01988 | 0.05625 | 0.16648 | 0.00072072 | 7.6525e-05 | -3.0984 | 1.032 | 20.52 | 0.026562 | 3.5362 | Sedimentation may occur | 0.81 | 0.5039 | 0.034501 | 0.068468 | 0.18367 | 0.00059211 | 5.6984e-05 | -3.1877 | 1.171 | 40.4 | 0.025095 | 4.3014 | Sedimentation may occur
Y | 1 | 225 | 0.6 | 0.00854 | Sedimentation may occur | Erosion occurs | Erosion occurs | 0.2 | 0.20864 | 0.0056611 | 0.027133 | 0.13483 | 0.0014941 | 0.00019588 | -2.7721 | 0.748 | 4.23 | 0.033183 | 2.3208 | Sedimentation may occur | 0.5 | 0.35343 | 0.01988 | 0.05625 | 0.19413 | 0.00072072 | 6.5623e-05 | -3.1044 | 1.205 | 23.96 | 0.02646 | 4.8026 | Erosion occurs | 0.81 | 0.5039 | 0.034501 | 0.068468 | 0.21418 | 0.00059211 | 4.8866e-05 | -3.1932 | 1.368 | 47.2 | 0.025009 | 5.8503 | Erosion occurs
Z | 1 | 150 | 0.6 | 0.00552 | Sedimentation occurs | Sedimentation may occur | Sedimentation may occur | 0.2 | 0.13909 | 0.002516 | 0.018089 | 0.088509 | 0.0022412 | 0.0004476 | -2.5704 | 0.455 | 1.14 | 0.038594 | 0.99875 | Sedimentation occurs | 0.5 | 0.23562 | 0.0088357 | 0.0375 | 0.12744 | 0.0010811 | 0.00014995 | -2.9097 | 0.742 | 6.56 | 0.030119 | 2.0728 | Sedimentation may occur | 0.81 | 0.33593 | 0.015334 | 0.045645 | 0.1406 | 0.00088816 | 0.00011166 | -3.0001 | 0.844 | 12.94 | 0.028332 | 2.5227 | Sedimentation may occur
ZA | 1 | 225 | 24 | 0.05031 | Erosion occurs | Erosion occurs | Erosion occurs | 0.2 | 0.20864 | 0.0056611 | 0.027133 | 0.32726 | 0.059766 | 8.0703e-05 | -1.223 | 0.8 | 4.53 | 0.1705 | 13.6397 | Erosion occurs | 0.5 | 0.35343 | 0.01988 | 0.05625 | 0.4712 | 0.028829 | 2.7037e-05 | -1.5398 | 1.451 | 28.85 | 0.10756 | 28.3058 | Erosion occurs | 0.81 | 0.5039 | 0.034501 | 0.068468 | 0.51986 | 0.023684 | 2.0133e-05 | -1.6252 | 1.69 | 58.31 | 0.096548 | 34.4688 | Erosion occurs
ZB | 1 | 300 | 0.6 | 0.04209 | Erosion occurs | Erosion occurs | Erosion occurs | 0.2 | 0.27819 | 0.010064 | 0.036177 | 0.34564 | 0.0011206 | 5.7309e-05 | -2.9289 | 2.025 | 20.38 | 0.029726 | 15.2368 | Erosion occurs | 0.5 | 0.47124 | 0.035343 | 0.075 | 0.49766 | 0.00054054 | 1.9199e-05 | -3.252 | 3.237 | 114.41 | 0.024112 | 31.5814 | Erosion occurs | 0.81 | 0.67186 | 0.061335 | 0.091291 | 0.54906 | 0.00044408 | 1.4297e-05 | -3.3388 | 3.666 | 224.85 | 0.022875 | 38.4291 | Erosion occurs
ZC | 1 | 300 | 0.6 | 0.00212 | Sedimentation occurs | Sedimentation may occur | Sedimentation may occur | 0.2 | 0.27819 | 0.010064 | 0.036177 | 0.077571 | 0.0011206 | 0.00025535 | -2.8614 | 0.444 | 4.47 | 0.031145 | 0.76747 | Sedimentation occurs | 0.5 | 0.47124 | 0.035343 | 0.075 | 0.11169 | 0.00054054 | 8.5547e-05 | -3.2034 | 0.716 | 25.31 | 0.02485 | 1.5924 | Sedimentation may occur | 0.81 | 0.67186 | 0.061335 | 0.091291 | 0.12322 | 0.00044408 | 6.3703e-05 | -3.2943 | 0.812 | 49.8 | 0.023497 | 1.9366 | Sedimentation may occur
ZD | 1 | 225 | 0.6 | 0.00443 | Sedimentation occurs | Sedimentation may occur | Sedimentation may occur | 0.2 | 0.20864 | 0.0056611 | 0.027133 | 0.09711 | 0.0014941 | 0.00027197 | -2.753 | 0.535 | 3.03 | 0.033646 | 1.2038 | Sedimentation occurs | 0.5 | 0.35343 | 0.01988 | 0.05625 | 0.13982 | 0.00072072 | 9.1113e-05 | -3.0905 | 0.864 | 17.18 | 0.026698 | 2.4912 | Sedimentation may occur | 0.81 | 0.5039 | 0.034501 | 0.068468 | 0.15426 | 0.00059211 | 6.7847e-05 | -3.1805 | 0.981 | 33.85 | 0.025209 | 3.0325 | Sedimentation may occur
ZE | 1 | 225 | 0.6 | 0.013 | Sedimentation may occur | Erosion occurs | Erosion occurs | 0.2 | 0.20864 | 0.0056611 | 0.027133 | 0.16635 | 0.0014941 | 0.00015876 | -2.7818 | 0.926 | 5.24 | 0.032954 | 3.5321 | Sedimentation may occur | 0.5 | 0.35343 | 0.01988 | 0.05625 | 0.23952 | 0.00072072 | 5.3188e-05 | -3.1113 | 1.49 | 29.62 | 0.026342 | 7.3103 | Erosion occurs | 0.81 | 0.5039 | 0.034501 | 0.068468 | 0.26426 | 0.00059211 | 3.9606e-05 | -3.1995 | 1.691 | 58.34 | 0.02491 | 8.9039 | Erosion occurs
ZF | 1 | 150 | 0.6 | 0.06919 | Erosion occurs | Erosion occurs | Erosion occurs | 0.2 | 0.13909 | 0.002516 | 0.018089 | 0.31336 | 0.0022412 | 0.00012643 | -2.6257 | 1.646 | 4.14 | 0.036987 | 12.5263 | Erosion occurs | 0.5 | 0.23562 | 0.0088357 | 0.0375 | 0.45118 | 0.0010811 | 4.2354e-05 | -2.9495 | 2.661 | 23.51 | 0.029313 | 25.9452 | Erosion occurs | 0.81 | 0.33593 | 0.015334 | 0.045645 | 0.49778 | 0.00088816 | 3.1539e-05 | -3.0364 | 3.023 | 46.35 | 0.027659 | 31.5953 | Erosion occurs
ZG | 1 | 150 | 0.6 | 0.00329 | Sedimentation occurs | Sedimentation occurs | Sedimentation may occur | 0.2 | 0.13909 | 0.002516 | 0.018089 | 0.068331 | 0.0022412 | 0.00057977 | -2.5496 | 0.348 | 0.88 | 0.039228 | 0.59383 | Sedimentation occurs | 0.5 | 0.23562 | 0.0088357 | 0.0375 | 0.098384 | 0.0010811 | 0.00019423 | -2.8944 | 0.57 | 5.04 | 0.030439 | 1.2362 | Sedimentation occurs | 0.81 | 0.33593 | 0.015334 | 0.045645 | 0.10854 | 0.00088816 | 0.00014463 | -2.986 | 0.648 | 9.94 | 0.0286 | 1.5012 | Sedimentation may occur
ZH | 1 | 225 | 0.6 | 0.00487 | Sedimentation occurs | Sedimentation may occur | Sedimentation may occur | 0.2 | 0.20864 | 0.0056611 | 0.027133 | 0.10182 | 0.0014941 | 0.00025939 | -2.7561 | 0.561 | 3.18 | 0.03357 | 1.3207 | Sedimentation occurs | 0.5 | 0.35343 | 0.01988 | 0.05625 | 0.1466 | 0.00072072 | 8.69e-05 | -3.0928 | 0.907 | 18.03 | 0.026659 | 2.7413 | Sedimentation may occur | 0.81 | 0.5039 | 0.034501 | 0.068468 | 0.16174 | 0.00059211 | 6.471e-05 | -3.1826 | 1.03 | 35.54 | 0.025176 | 3.3387 | Sedimentation may occur
ZA | 1 | 150 | 15 | 0.00024 | Sedimentation occurs | Sedimentation occurs | Sedimentation occurs | 0.2 | 0.13909 | 0.002516 | 0.018089 | 0.018455 | 0.05603 | 0.0021466 | -1.2353 | 0.046 | 0.12 | 0.16712 | 0.044203 | Sedimentation occurs | 0.5 | 0.23562 | 0.0088357 | 0.0375 | 0.026573 | 0.027027 | 0.00071914 | -1.5568 | 0.083 | 0.73 | 0.10521 | 0.090603 | Sedimentation occurs | 0.81 | 0.33593 | 0.015334 | 0.045645 | 0.029317 | 0.022204 | 0.00053551 | -1.6432 | 0.096 | 1.47 | 0.094439 | 0.10879 | Sedimentation occurs
ZB | 1 | 150 | 0.6 | 0.00094 | Sedimentation occurs | Sedimentation occurs | Sedimentation occurs | 0.2 | 0.13909 | 0.002516 | 0.018089 | 0.036524 | 0.0022412 | 0.0010847 | -2.4781 | 0.181 | 0.46 | 0.041524 | 0.17005 | Sedimentation occurs | 0.5 | 0.23562 | 0.0088357 | 0.0375 | 0.052589 | 0.0010811 | 0.00036338 | -2.8403 | 0.299 | 2.64 | 0.031609 | 0.35324 | Sedimentation occurs | 0.81 | 0.33593 | 0.015334 | 0.045645 | 0.05802 | 0.00088816 | 0.00027059 | -2.936 | 0.341 | 5.23 | 0.029582 | 0.42998 | Sedimentation occurs
ZC | 1 | 150 | 0.6 | 0.00013 | Sedimentation occurs | Sedimentation occurs | Sedimentation occurs | 0.2 | 0.13909 | 0.002516 | 0.018089 | 0.013583 | 0.0022412 | 0.0029166 | -2.2875 | 0.062 | 0.16 | 0.048731 | 0.023415 | Sedimentation occurs | 0.5 | 0.23562 | 0.0088357 | 0.0375 | 0.019557 | 0.0010811 | 0.00097712 | -2.6865 | 0.105 | 0.93 | 0.035332 | 0.048691 | Sedimentation occurs | 0.81 | 0.33593 | 0.015334 | 0.045645 | 0.021577 | 0.00088816 | 0.00072761 | -2.7916 | 0.12 | 1.84 | 0.032721 | 0.058898 | Sedimentation occurs
ZD | 1 | 150 | 0.6 | 0.00089 | Sedimentation occurs | Sedimentation occurs | Sedimentation occurs | 0.2 | 0.13909 | 0.002516 | 0.018089 | 0.03554 | 0.0022412 | 0.0011147 | -2.4742 | 0.176 | 0.44 | 0.041656 | 0.16129 | Sedimentation occurs | 0.5 | 0.23562 | 0.0088357 | 0.0375 | 0.051171 | 0.0010811 | 0.00037344 | -2.8373 | 0.29 | 2.56 | 0.031676 | 0.333 | Sedimentation occurs | 0.81 | 0.33593 | 0.015334 | 0.045645 | 0.056456 | 0.00088816 | 0.00027808 | -2.9332 | 0.331 | 5.08 | 0.029638 | 0.4059 | Sedimentation occurs
ZE | 1 | 150 | 0.6 | 0.0157 | Sedimentation may occur | Erosion occurs | Erosion occurs | 0.2 | 0.13909 | 0.002516 | 0.018089 | 0.14927 | 0.0022412 | 0.0002654 | -2.6009 | 0.776 | 1.95 | 0.037695 | 2.8374 | Sedimentation may occur | 0.5 | 0.23562 | 0.0088357 | 0.0375 | 0.21492 | 0.0010811 | 8.8914e-05 | -2.9318 | 1.26 | 11.13 | 0.029667 | 5.8873 | Erosion occurs | 0.81 | 0.33593 | 0.015334 | 0.045645 | 0.23712 | 0.00088816 | 6.621e-05 | -3.0203 | 1.432 | 21.96 | 0.027954 | 7.1654 | Erosion occurs
ZF | 1 | 225 | 15 | 0.0402 | Erosion occurs | Erosion occurs | Erosion occurs | 0.2 | 0.20864 | 0.0056611 | 0.027133 | 0.29253 | 0.037353 | 9.0283e-05 | -1.4266 | 0.835 | 4.73 | 0.12529 | 10.9196 | Erosion occurs | 0.5 | 0.35343 | 0.01988 | 0.05625 | 0.4212 | 0.018018 | 3.0246e-05 | -1.7436 | 1.469 | 29.2 | 0.083881 | 22.6265 | Erosion occurs | 0.81 | 0.5039 | 0.034501 | 0.068468 | 0.4647 | 0.014803 | 2.2523e-05 | -1.829 | 1.7 | 58.65 | 0.076228 | 27.5373 | Erosion occurs
[5 empty] | #DIV/0! | #DIV/0! | #DIV/0! | 0.2 | 0 | 0 | #DIV/0! | #DIV/0! | #DIV/0! | #DIV/0! | #DIV/0! | #DIV/0! | #DIV/0! | #DIV/0! | #DIV/0! | #DIV/0! | 0.5 | 0 | 0 | #DIV/0! | #DIV/0! | #DIV/0! | #DIV/0! | #DIV/0! | #DIV/0! | #DIV/0! | #DIV/0! | #DIV/0! | #DIV/0! | 0.81 | 0 | 0 | #DIV/0! | #DIV/0! | #DIV/0! | #DIV/0! | #DIV/0! | #DIV/0! | #DIV/0! | #DIV/0! | #DIV/0! | #DIV/0!
[5 empty] | #DIV/0! | #DIV/0! | #DIV/0! | 0.2 | 0 | 0 | #DIV/0! | #DIV/0! | #DIV/0! | #DIV/0! | #DIV/0! | #DIV/0! | #DIV/0! | #DIV/0! | #DIV/0! | #DIV/0! | 0.5 | 0 | 0 | #DIV/0! | #DIV/0! | #DIV/0! | #DIV/0! | #DIV/0! | #DIV/0! | #DIV/0! | #DIV/0! | #DIV/0! | #DIV/0! | 0.81 | 0 | 0 | #DIV/0! | #DIV/0! | #DIV/0! | #DIV/0! | #DIV/0! | #DIV/0! | #DIV/0! | #DIV/0! | #DIV/0! | #DIV/0!
[5 empty] | #DIV/0! | #DIV/0! | #DIV/0! | 0.2 | 0 | 0 | #DIV/0! | #DIV/0! | #DIV/0! | #DIV/0! | #DIV/0! | #DIV/0! | #DIV/0! | #DIV/0! | #DIV/0! | #DIV/0! | 0.5 | 0 | 0 | #DIV/0! | #DIV/0! | #DIV/0! | #DIV/0! | #DIV/0! | #DIV/0! | #DIV/0! | #DIV/0! | #DIV/0! | #DIV/0! | 0.81 | 0 | 0 | #DIV/0! | #DIV/0! | #DIV/0! | #DIV/0! | #DIV/0! | #DIV/0! | #DIV/0! | #DIV/0! | #DIV/0! | #DIV/0!
[5 empty] | #DIV/0! | #DIV/0! | #DIV/0! | 0.2 | 0 | 0 | #DIV/0! | #DIV/0! | #DIV/0! | #DIV/0! | #DIV/0! | #DIV/0! | #DIV/0! | #DIV/0! | #DIV/0! | #DIV/0! | 0.5 | 0 | 0 | #DIV/0! | #DIV/0! | #DIV/0! | #DIV/0! | #DIV/0! | #DIV/0! | #DIV/0! | #DIV/0! | #DIV/0! | #DIV/0! | 0.81 | 0 | 0 | #DIV/0! | #DIV/0! | #DIV/0! | #DIV/0! | #DIV/0! | #DIV/0! | #DIV/0! | #DIV/0! | #DIV/0! | #DIV/0!
[5 empty] | #DIV/0! | #DIV/0! | #DIV/0! | 0.2 | 0 | 0 | #DIV/0! | #DIV/0! | #DIV/0! | #DIV/0! | #DIV/0! | #DIV/0! | #DIV/0! | #DIV/0! | #DIV/0! | #DIV/0! | 0.5 | 0 | 0 | #DIV/0! | #DIV/0! | #DIV/0! | #DIV/0! | #DIV/0! | #DIV/0! | #DIV/0! | #DIV/0! | #DIV/0! | #DIV/0! | 0.81 | 0 | 0 | #DIV/0! | #DIV/0! | #DIV/0! | #DIV/0! | #DIV/0! | #DIV/0! | #DIV/0! | #DIV/0! | #DIV/0! | #DIV/0!
[5 empty] | #DIV/0! | #DIV/0! | #DIV/0! | 0.2 | 0 | 0 | #DIV/0! | #DIV/0! | #DIV/0! | #DIV/0! | #DIV/0! | #DIV/0! | #DIV/0! | #DIV/0! | #DIV/0! | #DIV/0! | 0.5 | 0 | 0 | #DIV/0! | #DIV/0! | #DIV/0! | #DIV/0! | #DIV/0! | #DIV/0! | #DIV/0! | #DIV/0! | #DIV/0! | #DIV/0! | 0.81 | 0 | 0 | #DIV/0! | #DIV/0! | #DIV/0! | #DIV/0! | #DIV/0! | #DIV/0! | #DIV/0! | #DIV/0! | #DIV/0! | #DIV/0!
[5 empty] | #DIV/0! | #DIV/0! | #DIV/0! | 0.2 | 0 | 0 | #DIV/0! | #DIV/0! | #DIV/0! | #DIV/0! | #DIV/0! | #DIV/0! | #DIV/0! | #DIV/0! | #DIV/0! | #DIV/0! | 0.5 | 0 | 0 | #DIV/0! | #DIV/0! | #DIV/0! | #DIV/0! | #DIV/0! | #DIV/0! | #DIV/0! | #DIV/0! | #DIV/0! | #DIV/0! | 0.81 | 0 | 0 | #DIV/0! | #DIV/0! | #DIV/0! | #DIV/0! | #DIV/0! | #DIV/0! | #DIV/0! | #DIV/0! | #DIV/0! | #DIV/0!
[5 empty] | #DIV/0! | #DIV/0! | #DIV/0! | 0.2 | 0 | 0 | #DIV/0! | #DIV/0! | #DIV/0! | #DIV/0! | #DIV/0! | #DIV/0! | #DIV/0! | #DIV/0! | #DIV/0! | #DIV/0! | 0.5 | 0 | 0 | #DIV/0! | #DIV/0! | #DIV/0! | #DIV/0! | #DIV/0! | #DIV/0! | #DIV/0! | #DIV/0! | #DIV/0! | #DIV/0! | 0.81 | 0 | 0 | #DIV/0! | #DIV/0! | #DIV/0! | #DIV/0! | #DIV/0! | #DIV/0! | #DIV/0! | #DIV/0! | #DIV/0! | #DIV/0!
[5 empty] | #DIV/0! | #DIV/0! | #DIV/0! | 0.2 | 0 | 0 | #DIV/0! | #DIV/0! | #DIV/0! | #DIV/0! | #DIV/0! | #DIV/0! | #DIV/0! | #DIV/0! | #DIV/0! | #DIV/0! | 0.5 | 0 | 0 | #DIV/0! | #DIV/0! | #DIV/0! | #DIV/0! | #DIV/0! | #DIV/0! | #DIV/0! | #DIV/0! | #DIV/0! | #DIV/0! | 0.81 | 0 | 0 | #DIV/0! | #DIV/0! | #DIV/0! | #DIV/0! | #DIV/0! | #DIV/0! | #DIV/0! | #DIV/0! | #DIV/0! | #DIV/0!
[5 empty] | #DIV/0! | #DIV/0! | #DIV/0! | 0.2 | 0 | 0 | #DIV/0! | #DIV/0! | #DIV/0! | #DIV/0! | #DIV/0! | #DIV/0! | #DIV/0! | #DIV/0! | #DIV/0! | #DIV/0! | 0.5 | 0 | 0 | #DIV/0! | #DIV/0! | #DIV/0! | #DIV/0! | #DIV/0! | #DIV/0! | #DIV/0! | #DIV/0! | #DIV/0! | #DIV/0! | 0.81 | 0 | 0 | #DIV/0! | #DIV/0! | #DIV/0! | #DIV/0! | #DIV/0! | #DIV/0! | #DIV/0! | #DIV/0! | #DIV/0! | #DIV/0!
[5 empty] | #DIV/0! | #DIV/0! | #DIV/0! | 0.2 | 0 | 0 | #DIV/0! | #DIV/0! | #DIV/0! | #DIV/0! | #DIV/0! | #DIV/0! | #DIV/0! | #DIV/0! | #DIV/0! | #DIV/0! | 0.5 | 0 | 0 | #DIV/0! | #DIV/0! | #DIV/0! | #DIV/0! | #DIV/0! | #DIV/0! | #DIV/0! | #DIV/0! | #DIV/0! | #DIV/0! | 0.81 | 0 | 0 | #DIV/0! | #DIV/0! | #DIV/0! | #DIV/0! | #DIV/0! | #DIV/0! | #DIV/0! | #DIV/0! | #DIV/0! | #DIV/0!
[5 empty] | #DIV/0! | #DIV/0! | #DIV/0! | 0.2 | 0 | 0 | #DIV/0! | #DIV/0! | #DIV/0! | #DIV/0! | #DIV/0! | #DIV/0! | #DIV/0! | #DIV/0! | #DIV/0! | #DIV/0! | 0.5 | 0 | 0 | #DIV/0! | #DIV/0! | #DIV/0! | #DIV/0! | #DIV/0! | #DIV/0! | #DIV/0! | #DIV/0! | #DIV/0! | #DIV/0! | 0.81 | 0 | 0 | #DIV/0! | #DIV/0! | #DIV/0! | #DIV/0! | #DIV/0! | #DIV/0! | #DIV/0! | #DIV/0! | #DIV/0! | #DIV/0!
[5 empty] | #DIV/0! | #DIV/0! | #DIV/0! | 0.2 | 0 | 0 | #DIV/0! | #DIV/0! | #DIV/0! | #DIV/0! | #DIV/0! | #DIV/0! | #DIV/0! | #DIV/0! | #DIV/0! | #DIV/0! | 0.5 | 0 | 0 | #DIV/0! | #DIV/0! | #DIV/0! | #DIV/0! | #DIV/0! | #DIV/0! | #DIV/0! | #DIV/0! | #DIV/0! | #DIV/0! | 0.81 | 0 | 0 | #DIV/0! | #DIV/0! | #DIV/0! | #DIV/0! | #DIV/0! | #DIV/0! | #DIV/0! | #DIV/0! | #DIV/0! | #DIV/0!
[5 empty] | #DIV/0! | #DIV/0! | #DIV/0! | 0.2 | 0 | 0 | #DIV/0! | #DIV/0! | #DIV/0! | #DIV/0! | #DIV/0! | #DIV/0! | #DIV/0! | #DIV/0! | #DIV/0! | #DIV/0! | 0.5 | 0 | 0 | #DIV/0! | #DIV/0! | #DIV/0! | #DIV/0! | #DIV/0! | #DIV/0! | #DIV/0! | #DIV/0! | #DIV/0! | #DIV/0! | 0.81 | 0 | 0 | #DIV/0! | #DIV/0! | #DIV/0! | #DIV/0! | #DIV/0! | #DIV/0! | #DIV/0! | #DIV/0! | #DIV/0! | #DIV/0!
[5 empty] | #DIV/0! | #DIV/0! | #DIV/0! | 0.2 | 0 | 0 | #DIV/0! | #DIV/0! | #DIV/0! | #DIV/0! | #DIV/0! | #DIV/0! | #DIV/0! | #DIV/0! | #DIV/0! | #DIV/0! | 0.5 | 0 | 0 | #DIV/0! | #DIV/0! | #DIV/0! | #DIV/0! | #DIV/0! | #DIV/0! | #DIV/0! | #DIV/0! | #DIV/0! | #DIV/0! | 0.81 | 0 | 0 | #DIV/0! | #DIV/0! | #DIV/0! | #DIV/0! | #DIV/0! | #DIV/0! | #DIV/0! | #DIV/0! | #DIV/0! | #DIV/0!
[5 empty] | #DIV/0! | #DIV/0! | #DIV/0! | 0.2 | 0 | 0 | #DIV/0! | #DIV/0! | #DIV/0! | #DIV/0! | #DIV/0! | #DIV/0! | #DIV/0! | #DIV/0! | #DIV/0! | #DIV/0! | 0.5 | 0 | 0 | #DIV/0! | #DIV/0! | #DIV/0! | #DIV/0! | #DIV/0! | #DIV/0! | #DIV/0! | #DIV/0! | #DIV/0! | #DIV/0! | 0.81 | 0 | 0 | #DIV/0! | #DIV/0! | #DIV/0! | #DIV/0! | #DIV/0! | #DIV/0! | #DIV/0! | #DIV/0! | #DIV/0! | #DIV/0!
[5 empty] | #DIV/0! | #DIV/0! | #DIV/0! | 0.2 | 0 | 0 | #DIV/0! | #DIV/0! | #DIV/0! | #DIV/0! | #DIV/0! | #DIV/0! | #DIV/0! | #DIV/0! | #DIV/0! | #DIV/0! | 0.5 | 0 | 0 | #DIV/0! | #DIV/0! | #DIV/0! | #DIV/0! | #DIV/0! | #DIV/0! | #DIV/0! | #DIV/0! | #DIV/0! | #DIV/0! | 0.81 | 0 | 0 | #DIV/0! | #DIV/0! | #DIV/0! | #DIV/0! | #DIV/0! | #DIV/0! | #DIV/0! | #DIV/0! | #DIV/0! | #DIV/0!
[5 empty] | #DIV/0! | #DIV/0! | #DIV/0! | 0.2 | 0 | 0 | #DIV/0! | #DIV/0! | #DIV/0! | #DIV/0! | #DIV/0! | #DIV/0! | #DIV/0! | #DIV/0! | #DIV/0! | #DIV/0! | 0.5 | 0 | 0 | #DIV/0! | #DIV/0! | #DIV/0! | #DIV/0! | #DIV/0! | #DIV/0! | #DIV/0! | #DIV/0! | #DIV/0! | #DIV/0! | 0.81 | 0 | 0 | #DIV/0! | #DIV/0! | #DIV/0! | #DIV/0! | #DIV/0! | #DIV/0! | #DIV/0! | #DIV/0! | #DIV/0! | #DIV/0!
[5 empty] | #DIV/0! | #DIV/0! | #DIV/0! | 0.2 | 0 | 0 | #DIV/0! | #DIV/0! | #DIV/0! | #DIV/0! | #DIV/0! | #DIV/0! | #DIV/0! | #DIV/0! | #DIV/0! | #DIV/0! | 0.5 | 0 | 0 | #DIV/0! | #DIV/0! | #DIV/0! | #DIV/0! | #DIV/0! | #DIV/0! | #DIV/0! | #DIV/0! | #DIV/0! | #DIV/0! | 0.81 | 0 | 0 | #DIV/0! | #DIV/0! | #DIV/0! | #DIV/0! | #DIV/0! | #DIV/0! | #DIV/0! | #DIV/0! | #DIV/0! | #DIV/0!
[5 empty] | #DIV/0! | #DIV/0! | #DIV/0! | 0.2 | 0 | 0 | #DIV/0! | #DIV/0! | #DIV/0! | #DIV/0! | #DIV/0! | #DIV/0! | #DIV/0! | #DIV/0! | #DIV/0! | #DIV/0! | 0.5 | 0 | 0 | #DIV/0! | #DIV/0! | #DIV/0! | #DIV/0! | #DIV/0! | #DIV/0! | #DIV/0! | #DIV/0! | #DIV/0! | #DIV/0! | 0.81 | 0 | 0 | #DIV/0! | #DIV/0! | #DIV/0! | #DIV/0! | #DIV/0! | #DIV/0! | #DIV/0! | #DIV/0! | #DIV/0! | #DIV/0!
[5 empty] | #DIV/0! | #DIV/0! | #DIV/0! | 0.2 | 0 | 0 | #DIV/0! | #DIV/0! | #DIV/0! | #DIV/0! | #DIV/0! | #DIV/0! | #DIV/0! | #DIV/0! | #DIV/0! | #DIV/0! | 0.5 | 0 | 0 | #DIV/0! | #DIV/0! | #DIV/0! | #DIV/0! | #DIV/0! | #DIV/0! | #DIV/0! | #DIV/0! | #DIV/0! | #DIV/0! | 0.81 | 0 | 0 | #DIV/0! | #DIV/0! | #DIV/0! | #DIV/0! | #DIV/0! | #DIV/0! | #DIV/0! | #DIV/0! | #DIV/0! | #DIV/0!
[5 empty] | #DIV/0! | #DIV/0! | #DIV/0! | 0.2 | 0 | 0 | #DIV/0! | #DIV/0! | #DIV/0! | #DIV/0! | #DIV/0! | #DIV/0! | #DIV/0! | #DIV/0! | #DIV/0! | #DIV/0! | 0.5 | 0 | 0 | #DIV/0! | #DIV/0! | #DIV/0! | #DIV/0! | #DIV/0! | #DIV/0! | #DIV/0! | #DIV/0! | #DIV/0! | #DIV/0! | 0.81 | 0 | 0 | #DIV/0! | #DIV/0! | #DIV/0! | #DIV/0! | #DIV/0! | #DIV/0! | #DIV/0! | #DIV/0! | #DIV/0! | #DIV/0!
[5 empty] | #DIV/0! | #DIV/0! | #DIV/0! | 0.2 | 0 | 0 | #DIV/0! | #DIV/0! | #DIV/0! | #DIV/0! | #DIV/0! | #DIV/0! | #DIV/0! | #DIV/0! | #DIV/0! | #DIV/0! | 0.5 | 0 | 0 | #DIV/0! | #DIV/0! | #DIV/0! | #DIV/0! | #DIV/0! | #DIV/0! | #DIV/0! | #DIV/0! | #DIV/0! | #DIV/0! | 0.81 | 0 | 0 | #DIV/0! | #DIV/0! | #DIV/0! | #DIV/0! | #DIV/0! | #DIV/0! | #DIV/0! | #DIV/0! | #DIV/0! | #DIV/0!
[5 empty] | #DIV/0! | #DIV/0! | #DIV/0! | 0.2 | 0 | 0 | #DIV/0! | #DIV/0! | #DIV/0! | #DIV/0! | #DIV/0! | #DIV/0! | #DIV/0! | #DIV/0! | #DIV/0! | #DIV/0! | 0.5 | 0 | 0 | #DIV/0! | #DIV/0! | #DIV/0! | #DIV/0! | #DIV/0! | #DIV/0! | #DIV/0! | #DIV/0! | #DIV/0! | #DIV/0! | 0.81 | 0 | 0 | #DIV/0! | #DIV/0! | #DIV/0! | #DIV/0! | #DIV/0! | #DIV/0! | #DIV/0! | #DIV/0! | #DIV/0! | #DIV/0!
[5 empty] | #DIV/0! | #DIV/0! | #DIV/0! | 0.2 | 0 | 0 | #DIV/0! | #DIV/0! | #DIV/0! | #DIV/0! | #DIV/0! | #DIV/0! | #DIV/0! | #DIV/0! | #DIV/0! | #DIV/0! | 0.5 | 0 | 0 | #DIV/0! | #DIV/0! | #DIV/0! | #DIV/0! | #DIV/0! | #DIV/0! | #DIV/0! | #DIV/0! | #DIV/0! | #DIV/0! | 0.81 | 0 | 0 | #DIV/0! | #DIV/0! | #DIV/0! | #DIV/0! | #DIV/0! | #DIV/0! | #DIV/0! | #DIV/0! | #DIV/0! | #DIV/0!
[5 empty] | #DIV/0! | #DIV/0! | #DIV/0! | 0.2 | 0 | 0 | #DIV/0! | #DIV/0! | #DIV/0! | #DIV/0! | #DIV/0! | #DIV/0! | #DIV/0! | #DIV/0! | #DIV/0! | #DIV/0! | 0.5 | 0 | 0 | #DIV/0! | #DIV/0! | #DIV/0! | #DIV/0! | #DIV/0! | #DIV/0! | #DIV/0! | #DIV/0! | #DIV/0! | #DIV/0! | 0.81 | 0 | 0 | #DIV/0! | #DIV/0! | #DIV/0! | #DIV/0! | #DIV/0! | #DIV/0! | #DIV/0! | #DIV/0! | #DIV/0! | #DIV/0!
[5 empty] | #DIV/0! | #DIV/0! | #DIV/0! | 0.2 | 0 | 0 | #DIV/0! | #DIV/0! | #DIV/0! | #DIV/0! | #DIV/0! | #DIV/0! | #DIV/0! | #DIV/0! | #DIV/0! | #DIV/0! | 0.5 | 0 | 0 | #DIV/0! | #DIV/0! | #DIV/0! | #DIV/0! | #DIV/0! | #DIV/0! | #DIV/0! | #DIV/0! | #DIV/0! | #DIV/0! | 0.81 | 0 | 0 | #DIV/0! | #DIV/0! | #DIV/0! | #DIV/0! | #DIV/0! | #DIV/0! | #DIV/0! | #DIV/0! | #DIV/0! | #DIV/0!
[5 empty] | #DIV/0! | #DIV/0! | #DIV/0! | 0.2 | 0 | 0 | #DIV/0! | #DIV/0! | #DIV/0! | #DIV/0! | #DIV/0! | #DIV/0! | #DIV/0! | #DIV/0! | #DIV/0! | #DIV/0! | 0.5 | 0 | 0 | #DIV/0! | #DIV/0! | #DIV/0! | #DIV/0! | #DIV/0! | #DIV/0! | #DIV/0! | #DIV/0! | #DIV/0! | #DIV/0! | 0.81 | 0 | 0 | #DIV/0! | #DIV/0! | #DIV/0! | #DIV/0! | #DIV/0! | #DIV/0! | #DIV/0! | #DIV/0! | #DIV/0! | #DIV/0!
[5 empty] | #DIV/0! | #DIV/0! | #DIV/0! | 0.2 | 0 | 0 | #DIV/0! | #DIV/0! | #DIV/0! | #DIV/0! | #DIV/0! | #DIV/0! | #DIV/0! | #DIV/0! | #DIV/0! | #DIV/0! | 0.5 | 0 | 0 | #DIV/0! | #DIV/0! | #DIV/0! | #DIV/0! | #DIV/0! | #DIV/0! | #DIV/0! | #DIV/0! | #DIV/0! | #DIV/0! | 0.81 | 0 | 0 | #DIV/0! | #DIV/0! | #DIV/0! | #DIV/0! | #DIV/0! | #DIV/0! | #DIV/0! | #DIV/0! | #DIV/0! | #DIV/0!
[5 empty] | #DIV/0! | #DIV/0! | #DIV/0! | 0.2 | 0 | 0 | #DIV/0! | #DIV/0! | #DIV/0! | #DIV/0! | #DIV/0! | #DIV/0! | #DIV/0! | #DIV/0! | #DIV/0! | #DIV/0! | 0.5 | 0 | 0 | #DIV/0! | #DIV/0! | #DIV/0! | #DIV/0! | #DIV/0! | #DIV/0! | #DIV/0! | #DIV/0! | #DIV/0! | #DIV/0! | 0.81 | 0 | 0 | #DIV/0! | #DIV/0! | #DIV/0! | #DIV/0! | #DIV/0! | #DIV/0! | #DIV/0! | #DIV/0! | #DIV/0! | #DIV/0!
[5 empty] | #DIV/0! | #DIV/0! | #DIV/0! | 0.2 | 0 | 0 | #DIV/0! | #DIV/0! | #DIV/0! | #DIV/0! | #DIV/0! | #DIV/0! | #DIV/0! | #DIV/0! | #DIV/0! | #DIV/0! | 0.5 | 0 | 0 | #DIV/0! | #DIV/0! | #DIV/0! | #DIV/0! | #DIV/0! | #DIV/0! | #DIV/0! | #DIV/0! | #DIV/0! | #DIV/0! | 0.81 | 0 | 0 | #DIV/0! | #DIV/0! | #DIV/0! | #DIV/0! | #DIV/0! | #DIV/0! | #DIV/0! | #DIV/0! | #DIV/0! | #DIV/0!
[5 empty] | #DIV/0! | #DIV/0! | #DIV/0! | 0.2 | 0 | 0 | #DIV/0! | #DIV/0! | #DIV/0! | #DIV/0! | #DIV/0! | #DIV/0! | #DIV/0! | #DIV/0! | #DIV/0! | #DIV/0! | 0.5 | 0 | 0 | #DIV/0! | #DIV/0! | #DIV/0! | #DIV/0! | #DIV/0! | #DIV/0! | #DIV/0! | #DIV/0! | #DIV/0! | #DIV/0! | 0.81 | 0 | 0 | #DIV/0! | #DIV/0! | #DIV/0! | #DIV/0! | #DIV/0! | #DIV/0! | #DIV/0! | #DIV/0! | #DIV/0! | #DIV/0!
[5 empty] | #DIV/0! | #DIV/0! | #DIV/0! | 0.2 | 0 | 0 | #DIV/0! | #DIV/0! | #DIV/0! | #DIV/0! | #DIV/0! | #DIV/0! | #DIV/0! | #DIV/0! | #DIV/0! | #DIV/0! | 0.5 | 0 | 0 | #DIV/0! | #DIV/0! | #DIV/0! | #DIV/0! | #DIV/0! | #DIV/0! | #DIV/0! | #DIV/0! | #DIV/0! | #DIV/0! | 0.81 | 0 | 0 | #DIV/0! | #DIV/0! | #DIV/0! | #DIV/0! | #DIV/0! | #DIV/0! | #DIV/0! | #DIV/0! | #DIV/0! | #DIV/0!
[5 empty] | #DIV/0! | #DIV/0! | #DIV/0! | 0.2 | 0 | 0 | #DIV/0! | #DIV/0! | #DIV/0! | #DIV/0! | #DIV/0! | #DIV/0! | #DIV/0! | #DIV/0! | #DIV/0! | #DIV/0! | 0.5 | 0 | 0 | #DIV/0! | #DIV/0! | #DIV/0! | #DIV/0! | #DIV/0! | #DIV/0! | #DIV/0! | #DIV/0! | #DIV/0! | #DIV/0! | 0.81 | 0 | 0 | #DIV/0! | #DIV/0! | #DIV/0! | #DIV/0! | #DIV/0! | #DIV/0! | #DIV/0! | #DIV/0! | #DIV/0! | #DIV/0!
[5 empty] | #DIV/0! | #DIV/0! | #DIV/0! | 0.2 | 0 | 0 | #DIV/0! | #DIV/0! | #DIV/0! | #DIV/0! | #DIV/0! | #DIV/0! | #DIV/0! | #DIV/0! | #DIV/0! | #DIV/0! | 0.5 | 0 | 0 | #DIV/0! | #DIV/0! | #DIV/0! | #DIV/0! | #DIV/0! | #DIV/0! | #DIV/0! | #DIV/0! | #DIV/0! | #DIV/0! | 0.81 | 0 | 0 | #DIV/0! | #DIV/0! | #DIV/0! | #DIV/0! | #DIV/0! | #DIV/0! | #DIV/0! | #DIV/0! | #DIV/0! | #DIV/0!
[5 empty] | #DIV/0! | #DIV/0! | #DIV/0! | 0.2 | 0 | 0 | #DIV/0! | #DIV/0! | #DIV/0! | #DIV/0! | #DIV/0! | #DIV/0! | #DIV/0! | #DIV/0! | #DIV/0! | #DIV/0! | 0.5 | 0 | 0 | #DIV/0! | #DIV/0! | #DIV/0! | #DIV/0! | #DIV/0! | #DIV/0! | #DIV/0! | #DIV/0! | #DIV/0! | #DIV/0! | 0.81 | 0 | 0 | #DIV/0! | #DIV/0! | #DIV/0! | #DIV/0! | #DIV/0! | #DIV/0! | #DIV/0! | #DIV/0! | #DIV/0! | #DIV/0!
[5 empty] | #DIV/0! | #DIV/0! | #DIV/0! | 0.2 | 0 | 0 | #DIV/0! | #DIV/0! | #DIV/0! | #DIV/0! | #DIV/0! | #DIV/0! | #DIV/0! | #DIV/0! | #DIV/0! | #DIV/0! | 0.5 | 0 | 0 | #DIV/0! | #DIV/0! | #DIV/0! | #DIV/0! | #DIV/0! | #DIV/0! | #DIV/0! | #DIV/0! | #DIV/0! | #DIV/0! | 0.81 | 0 | 0 | #DIV/0! | #DIV/0! | #DIV/0! | #DIV/0! | #DIV/0! | #DIV/0! | #DIV/0! | #DIV/0! | #DIV/0! | #DIV/0!
[5 empty] | #DIV/0! | #DIV/0! | #DIV/0! | 0.2 | 0 | 0 | #DIV/0! | #DIV/0! | #DIV/0! | #DIV/0! | #DIV/0! | #DIV/0! | #DIV/0! | #DIV/0! | #DIV/0! | #DIV/0! | 0.5 | 0 | 0 | #DIV/0! | #DIV/0! | #DIV/0! | #DIV/0! | #DIV/0! | #DIV/0! | #DIV/0! | #DIV/0! | #DIV/0! | #DIV/0! | 0.81 | 0 | 0 | #DIV/0! | #DIV/0! | #DIV/0! | #DIV/0! | #DIV/0! | #DIV/0! | #DIV/0! | #DIV/0! | #DIV/0! | #DIV/0!
[5 empty] | #DIV/0! | #DIV/0! | #DIV/0! | 0.2 | 0 | 0 | #DIV/0! | #DIV/0! | #DIV/0! | #DIV/0! | #DIV/0! | #DIV/0! | #DIV/0! | #DIV/0! | #DIV/0! | #DIV/0! | 0.5 | 0 | 0 | #DIV/0! | #DIV/0! | #DIV/0! | #DIV/0! | #DIV/0! | #DIV/0! | #DIV/0! | #DIV/0! | #DIV/0! | #DIV/0! | 0.81 | 0 | 0 | #DIV/0! | #DIV/0! | #DIV/0! | #DIV/0! | #DIV/0! | #DIV/0! | #DIV/0! | #DIV/0! | #DIV/0! | #DIV/0!
[5 empty] | #DIV/0! | #DIV/0! | #DIV/0! | 0.2 | 0 | 0 | #DIV/0! | #DIV/0! | #DIV/0! | #DIV/0! | #DIV/0! | #DIV/0! | #DIV/0! | #DIV/0! | #DIV/0! | #DIV/0! | 0.5 | 0 | 0 | #DIV/0! | #DIV/0! | #DIV/0! | #DIV/0! | #DIV/0! | #DIV/0! | #DIV/0! | #DIV/0! | #DIV/0! | #DIV/0! | 0.81 | 0 | 0 | #DIV/0! | #DIV/0! | #DIV/0! | #DIV/0! | #DIV/0! | #DIV/0! | #DIV/0! | #DIV/0! | #DIV/0! | #DIV/0!
[5 empty] | #DIV/0! | #DIV/0! | #DIV/0! | 0.2 | 0 | 0 | #DIV/0! | #DIV/0! | #DIV/0! | #DIV/0! | #DIV/0! | #DIV/0! | #DIV/0! | #DIV/0! | #DIV/0! | #DIV/0! | 0.5 | 0 | 0 | #DIV/0! | #DIV/0! | #DIV/0! | #DIV/0! | #DIV/0! | #DIV/0! | #DIV/0! | #DIV/0! | #DIV/0! | #DIV/0! | 0.81 | 0 | 0 | #DIV/0! | #DIV/0! | #DIV/0! | #DIV/0! | #DIV/0! | #DIV/0! | #DIV/0! | #DIV/0! | #DIV/0! | #DIV/0!
[5 empty] | #DIV/0! | #DIV/0! | #DIV/0! | 0.2 | 0 | 0 | #DIV/0! | #DIV/0! | #DIV/0! | #DIV/0! | #DIV/0! | #DIV/0! | #DIV/0! | #DIV/0! | #DIV/0! | #DIV/0! | 0.5 | 0 | 0 | #DIV/0! | #DIV/0! | #DIV/0! | #DIV/0! | #DIV/0! | #DIV/0! | #DIV/0! | #DIV/0! | #DIV/0! | #DIV/0! | 0.81 | 0 | 0 | #DIV/0! | #DIV/0! | #DIV/0! | #DIV/0! | #DIV/0! | #DIV/0! | #DIV/0! | #DIV/0! | #DIV/0! | #DIV/0!
[5 empty] | #DIV/0! | #DIV/0! | #DIV/0! | 0.2 | 0 | 0 | #DIV/0! | #DIV/0! | #DIV/0! | #DIV/0! | #DIV/0! | #DIV/0! | #DIV/0! | #DIV/0! | #DIV/0! | #DIV/0! | 0.5 | 0 | 0 | #DIV/0! | #DIV/0! | #DIV/0! | #DIV/0! | #DIV/0! | #DIV/0! | #DIV/0! | #DIV/0! | #DIV/0! | #DIV/0! | 0.81 | 0 | 0 | #DIV/0! | #DIV/0! | #DIV/0! | #DIV/0! | #DIV/0! | #DIV/0! | #DIV/0! | #DIV/0! | #DIV/0! | #DIV/0!
[5 empty] | #DIV/0! | #DIV/0! | #DIV/0! | 0.2 | 0 | 0 | #DIV/0! | #DIV/0! | #DIV/0! | #DIV/0! | #DIV/0! | #DIV/0! | #DIV/0! | #DIV/0! | #DIV/0! | #DIV/0! | 0.5 | 0 | 0 | #DIV/0! | #DIV/0! | #DIV/0! | #DIV/0! | #DIV/0! | #DIV/0! | #DIV/0! | #DIV/0! | #DIV/0! | #DIV/0! | 0.81 | 0 | 0 | #DIV/0! | #DIV/0! | #DIV/0! | #DIV/0! | #DIV/0! | #DIV/0! | #DIV/0! | #DIV/0! | #DIV/0! | #DIV/0!
[5 empty] | #DIV/0! | #DIV/0! | #DIV/0! | 0.2 | 0 | 0 | #DIV/0! | #DIV/0! | #DIV/0! | #DIV/0! | #DIV/0! | #DIV/0! | #DIV/0! | #DIV/0! | #DIV/0! | #DIV/0! | 0.5 | 0 | 0 | #DIV/0! | #DIV/0! | #DIV/0! | #DIV/0! | #DIV/0! | #DIV/0! | #DIV/0! | #DIV/0! | #DIV/0! | #DIV/0! | 0.81 | 0 | 0 | #DIV/0! | #DIV/0! | #DIV/0! | #DIV/0! | #DIV/0! | #DIV/0! | #DIV/0! | #DIV/0! | #DIV/0! | #DIV/0!
[5 empty] | #DIV/0! | #DIV/0! | #DIV/0! | 0.2 | 0 | 0 | #DIV/0! | #DIV/0! | #DIV/0! | #DIV/0! | #DIV/0! | #DIV/0! | #DIV/0! | #DIV/0! | #DIV/0! | #DIV/0! | 0.5 | 0 | 0 | #DIV/0! | #DIV/0! | #DIV/0! | #DIV/0! | #DIV/0! | #DIV/0! | #DIV/0! | #DIV/0! | #DIV/0! | #DIV/0! | 0.81 | 0 | 0 | #DIV/0! | #DIV/0! | #DIV/0! | #DIV/0! | #DIV/0! | #DIV/0! | #DIV/0! | #DIV/0! | #DIV/0! | #DIV/0!
[5 empty] | #DIV/0! | #DIV/0! | #DIV/0! | 0.2 | 0 | 0 | #DIV/0! | #DIV/0! | #DIV/0! | #DIV/0! | #DIV/0! | #DIV/0! | #DIV/0! | #DIV/0! | #DIV/0! | #DIV/0! | 0.5 | 0 | 0 | #DIV/0! | #DIV/0! | #DIV/0! | #DIV/0! | #DIV/0! | #DIV/0! | #DIV/0! | #DIV/0! | #DIV/0! | #DIV/0! | 0.81 | 0 | 0 | #DIV/0! | #DIV/0! | #DIV/0! | #DIV/0! | #DIV/0! | #DIV/0! | #DIV/0! | #DIV/0! | #DIV/0! | #DIV/0!
[5 empty] | #DIV/0! | #DIV/0! | #DIV/0! | 0.2 | 0 | 0 | #DIV/0! | #DIV/0! | #DIV/0! | #DIV/0! | #DIV/0! | #DIV/0! | #DIV/0! | #DIV/0! | #DIV/0! | #DIV/0! | 0.5 | 0 | 0 | #DIV/0! | #DIV/0! | #DIV/0! | #DIV/0! | #DIV/0! | #DIV/0! | #DIV/0! | #DIV/0! | #DIV/0! | #DIV/0! | 0.81 | 0 | 0 | #DIV/0! | #DIV/0! | #DIV/0! | #DIV/0! | #DIV/0! | #DIV/0! | #DIV/0! | #DIV/0! | #DIV/0! | #DIV/0!
[5 empty] | #DIV/0! | #DIV/0! | #DIV/0! | 0.2 | 0 | 0 | #DIV/0! | #DIV/0! | #DIV/0! | #DIV/0! | #DIV/0! | #DIV/0! | #DIV/0! | #DIV/0! | #DIV/0! | #DIV/0! | 0.5 | 0 | 0 | #DIV/0! | #DIV/0! | #DIV/0! | #DIV/0! | #DIV/0! | #DIV/0! | #DIV/0! | #DIV/0! | #DIV/0! | #DIV/0! | 0.81 | 0 | 0 | #DIV/0! | #DIV/0! | #DIV/0! | #DIV/0! | #DIV/0! | #DIV/0! | #DIV/0! | #DIV/0! | #DIV/0! | #DIV/0!
[5 empty] | #DIV/0! | #DIV/0! | #DIV/0! | 0.2 | 0 | 0 | #DIV/0! | #DIV/0! | #DIV/0! | #DIV/0! | #DIV/0! | #DIV/0! | #DIV/0! | #DIV/0! | #DIV/0! | #DIV/0! | 0.5 | 0 | 0 | #DIV/0! | #DIV/0! | #DIV/0! | #DIV/0! | #DIV/0! | #DIV/0! | #DIV/0! | #DIV/0! | #DIV/0! | #DIV/0! | 0.81 | 0 | 0 | #DIV/0! | #DIV/0! | #DIV/0! | #DIV/0! | #DIV/0! | #DIV/0! | #DIV/0! | #DIV/0! | #DIV/0! | #DIV/0!
[5 empty] | #DIV/0! | #DIV/0! | #DIV/0! | 0.2 | 0 | 0 | #DIV/0! | #DIV/0! | #DIV/0! | #DIV/0! | #DIV/0! | #DIV/0! | #DIV/0! | #DIV/0! | #DIV/0! | #DIV/0! | 0.5 | 0 | 0 | #DIV/0! | #DIV/0! | #DIV/0! | #DIV/0! | #DIV/0! | #DIV/0! | #DIV/0! | #DIV/0! | #DIV/0! | #DIV/0! | 0.81 | 0 | 0 | #DIV/0! | #DIV/0! | #DIV/0! | #DIV/0! | #DIV/0! | #DIV/0! | #DIV/0! | #DIV/0! | #DIV/0! | #DIV/0!
[5 empty] | #DIV/0! | #DIV/0! | #DIV/0! | 0.2 | 0 | 0 | #DIV/0! | #DIV/0! | #DIV/0! | #DIV/0! | #DIV/0! | #DIV/0! | #DIV/0! | #DIV/0! | #DIV/0! | #DIV/0! | 0.5 | 0 | 0 | #DIV/0! | #DIV/0! | #DIV/0! | #DIV/0! | #DIV/0! | #DIV/0! | #DIV/0! | #DIV/0! | #DIV/0! | #DIV/0! | 0.81 | 0 | 0 | #DIV/0! | #DIV/0! | #DIV/0! | #DIV/0! | #DIV/0! | #DIV/0! | #DIV/0! | #DIV/0! | #DIV/0! | #DIV/0!
[5 empty] | #DIV/0! | #DIV/0! | #DIV/0! | 0.2 | 0 | 0 | #DIV/0! | #DIV/0! | #DIV/0! | #DIV/0! | #DIV/0! | #DIV/0! | #DIV/0! | #DIV/0! | #DIV/0! | #DIV/0! | 0.5 | 0 | 0 | #DIV/0! | #DIV/0! | #DIV/0! | #DIV/0! | #DIV/0! | #DIV/0! | #DIV/0! | #DIV/0! | #DIV/0! | #DIV/0! | 0.81 | 0 | 0 | #DIV/0! | #DIV/0! | #DIV/0! | #DIV/0! | #DIV/0! | #DIV/0! | #DIV/0! | #DIV/0! | #DIV/0! | #DIV/0!
[5 empty] | #DIV/0! | #DIV/0! | #DIV/0! | 0.2 | 0 | 0 | #DIV/0! | #DIV/0! | #DIV/0! | #DIV/0! | #DIV/0! | #DIV/0! | #DIV/0! | #DIV/0! | #DIV/0! | #DIV/0! | 0.5 | 0 | 0 | #DIV/0! | #DIV/0! | #DIV/0! | #DIV/0! | #DIV/0! | #DIV/0! | #DIV/0! | #DIV/0! | #DIV/0! | #DIV/0! | 0.81 | 0 | 0 | #DIV/0! | #DIV/0! | #DIV/0! | #DIV/0! | #DIV/0! | #DIV/0! | #DIV/0! | #DIV/0! | #DIV/0! | #DIV/0!
[5 empty] | #DIV/0! | #DIV/0! | #DIV/0! | 0.2 | 0 | 0 | #DIV/0! | #DIV/0! | #DIV/0! | #DIV/0! | #DIV/0! | #DIV/0! | #DIV/0! | #DIV/0! | #DIV/0! | #DIV/0! | 0.5 | 0 | 0 | #DIV/0! | #DIV/0! | #DIV/0! | #DIV/0! | #DIV/0! | #DIV/0! | #DIV/0! | #DIV/0! | #DIV/0! | #DIV/0! | 0.81 | 0 | 0 | #DIV/0! | #DIV/0! | #DIV/0! | #DIV/0! | #DIV/0! | #DIV/0! | #DIV/0! | #DIV/0! | #DIV/0! | #DIV/0!
[5 empty] | #DIV/0! | #DIV/0! | #DIV/0! | 0.2 | 0 | 0 | #DIV/0! | #DIV/0! | #DIV/0! | #DIV/0! | #DIV/0! | #DIV/0! | #DIV/0! | #DIV/0! | #DIV/0! | #DIV/0! | 0.5 | 0 | 0 | #DIV/0! | #DIV/0! | #DIV/0! | #DIV/0! | #DIV/0! | #DIV/0! | #DIV/0! | #DIV/0! | #DIV/0! | #DIV/0! | 0.81 | 0 | 0 | #DIV/0! | #DIV/0! | #DIV/0! | #DIV/0! | #DIV/0! | #DIV/0! | #DIV/0! | #DIV/0! | #DIV/0! | #DIV/0!
[5 empty] | #DIV/0! | #DIV/0! | #DIV/0! | 0.2 | 0 | 0 | #DIV/0! | #DIV/0! | #DIV/0! | #DIV/0! | #DIV/0! | #DIV/0! | #DIV/0! | #DIV/0! | #DIV/0! | #DIV/0! | 0.5 | 0 | 0 | #DIV/0! | #DIV/0! | #DIV/0! | #DIV/0! | #DIV/0! | #DIV/0! | #DIV/0! | #DIV/0! | #DIV/0! | #DIV/0! | 0.81 | 0 | 0 | #DIV/0! | #DIV/0! | #DIV/0! | #DIV/0! | #DIV/0! | #DIV/0! | #DIV/0! | #DIV/0! | #DIV/0! | #DIV/0!
[5 empty] | #DIV/0! | #DIV/0! | #DIV/0! | 0.2 | 0 | 0 | #DIV/0! | #DIV/0! | #DIV/0! | #DIV/0! | #DIV/0! | #DIV/0! | #DIV/0! | #DIV/0! | #DIV/0! | #DIV/0! | 0.5 | 0 | 0 | #DIV/0! | #DIV/0! | #DIV/0! | #DIV/0! | #DIV/0! | #DIV/0! | #DIV/0! | #DIV/0! | #DIV/0! | #DIV/0! | 0.81 | 0 | 0 | #DIV/0! | #DIV/0! | #DIV/0! | #DIV/0! | #DIV/0! | #DIV/0! | #DIV/0! | #DIV/0! | #DIV/0! | #DIV/0!
[5 empty] | #DIV/0! | #DIV/0! | #DIV/0! | 0.2 | 0 | 0 | #DIV/0! | #DIV/0! | #DIV/0! | #DIV/0! | #DIV/0! | #DIV/0! | #DIV/0! | #DIV/0! | #DIV/0! | #DIV/0! | 0.5 | 0 | 0 | #DIV/0! | #DIV/0! | #DIV/0! | #DIV/0! | #DIV/0! | #DIV/0! | #DIV/0! | #DIV/0! | #DIV/0! | #DIV/0! | 0.81 | 0 | 0 | #DIV/0! | #DIV/0! | #DIV/0! | #DIV/0! | #DIV/0! | #DIV/0! | #DIV/0! | #DIV/0! | #DIV/0! | #DIV/0!
[5 empty] | #DIV/0! | #DIV/0! | #DIV/0! | 0.2 | 0 | 0 | #DIV/0! | #DIV/0! | #DIV/0! | #DIV/0! | #DIV/0! | #DIV/0! | #DIV/0! | #DIV/0! | #DIV/0! | #DIV/0! | 0.5 | 0 | 0 | #DIV/0! | #DIV/0! | #DIV/0! | #DIV/0! | #DIV/0! | #DIV/0! | #DIV/0! | #DIV/0! | #DIV/0! | #DIV/0! | 0.81 | 0 | 0 | #DIV/0! | #DIV/0! | #DIV/0! | #DIV/0! | #DIV/0! | #DIV/0! | #DIV/0! | #DIV/0! | #DIV/0! | #DIV/0!
[5 empty] | #DIV/0! | #DIV/0! | #DIV/0! | 0.2 | 0 | 0 | #DIV/0! | #DIV/0! | #DIV/0! | #DIV/0! | #DIV/0! | #DIV/0! | #DIV/0! | #DIV/0! | #DIV/0! | #DIV/0! | 0.5 | 0 | 0 | #DIV/0! | #DIV/0! | #DIV/0! | #DIV/0! | #DIV/0! | #DIV/0! | #DIV/0! | #DIV/0! | #DIV/0! | #DIV/0! | 0.81 | 0 | 0 | #DIV/0! | #DIV/0! | #DIV/0! | #DIV/0! | #DIV/0! | #DIV/0! | #DIV/0! | #DIV/0! | #DIV/0! | #DIV/0!
[5 empty] | #DIV/0! | #DIV/0! | #DIV/0! | 0.2 | 0 | 0 | #DIV/0! | #DIV/0! | #DIV/0! | #DIV/0! | #DIV/0! | #DIV/0! | #DIV/0! | #DIV/0! | #DIV/0! | #DIV/0! | 0.5 | 0 | 0 | #DIV/0! | #DIV/0! | #DIV/0! | #DIV/0! | #DIV/0! | #DIV/0! | #DIV/0! | #DIV/0! | #DIV/0! | #DIV/0! | 0.81 | 0 | 0 | #DIV/0! | #DIV/0! | #DIV/0! | #DIV/0! | #DIV/0! | #DIV/0! | #DIV/0! | #DIV/0! | #DIV/0! | #DIV/0!
[5 empty] | #DIV/0! | #DIV/0! | #DIV/0! | 0.2 | 0 | 0 | #DIV/0! | #DIV/0! | #DIV/0! | #DIV/0! | #DIV/0! | #DIV/0! | #DIV/0! | #DIV/0! | #DIV/0! | #DIV/0! | 0.5 | 0 | 0 | #DIV/0! | #DIV/0! | #DIV/0! | #DIV/0! | #DIV/0! | #DIV/0! | #DIV/0! | #DIV/0! | #DIV/0! | #DIV/0! | 0.81 | 0 | 0 | #DIV/0! | #DIV/0! | #DIV/0! | #DIV/0! | #DIV/0! | #DIV/0! | #DIV/0! | #DIV/0! | #DIV/0! | #DIV/0!
[5 empty] | #DIV/0! | #DIV/0! | #DIV/0! | 0.2 | 0 | 0 | #DIV/0! | #DIV/0! | #DIV/0! | #DIV/0! | #DIV/0! | #DIV/0! | #DIV/0! | #DIV/0! | #DIV/0! | #DIV/0! | 0.5 | 0 | 0 | #DIV/0! | #DIV/0! | #DIV/0! | #DIV/0! | #DIV/0! | #DIV/0! | #DIV/0! | #DIV/0! | #DIV/0! | #DIV/0! | 0.81 | 0 | 0 | #DIV/0! | #DIV/0! | #DIV/0! | #DIV/0! | #DIV/0! | #DIV/0! | #DIV/0! | #DIV/0! | #DIV/0! | #DIV/0!
[5 empty] | #DIV/0! | #DIV/0! | #DIV/0! | 0.2 | 0 | 0 | #DIV/0! | #DIV/0! | #DIV/0! | #DIV/0! | #DIV/0! | #DIV/0! | #DIV/0! | #DIV/0! | #DIV/0! | #DIV/0! | 0.5 | 0 | 0 | #DIV/0! | #DIV/0! | #DIV/0! | #DIV/0! | #DIV/0! | #DIV/0! | #DIV/0! | #DIV/0! | #DIV/0! | #DIV/0! | 0.81 | 0 | 0 | #DIV/0! | #DIV/0! | #DIV/0! | #DIV/0! | #DIV/0! | #DIV/0! | #DIV/0! | #DIV/0! | #DIV/0! | #DIV/0!
[5 empty] | #DIV/0! | #DIV/0! | #DIV/0! | 0.2 | 0 | 0 | #DIV/0! | #DIV/0! | #DIV/0! | #DIV/0! | #DIV/0! | #DIV/0! | #DIV/0! | #DIV/0! | #DIV/0! | #DIV/0! | 0.5 | 0 | 0 | #DIV/0! | #DIV/0! | #DIV/0! | #DIV/0! | #DIV/0! | #DIV/0! | #DIV/0! | #DIV/0! | #DIV/0! | #DIV/0! | 0.81 | 0 | 0 | #DIV/0! | #DIV/0! | #DIV/0! | #DIV/0! | #DIV/0! | #DIV/0! | #DIV/0! | #DIV/0! | #DIV/0! | #DIV/0!
[5 empty] | #DIV/0! | #DIV/0! | #DIV/0! | 0.2 | 0 | 0 | #DIV/0! | #DIV/0! | #DIV/0! | #DIV/0! | #DIV/0! | #DIV/0! | #DIV/0! | #DIV/0! | #DIV/0! | #DIV/0! | 0.5 | 0 | 0 | #DIV/0! | #DIV/0! | #DIV/0! | #DIV/0! | #DIV/0! | #DIV/0! | #DIV/0! | #DIV/0! | #DIV/0! | #DIV/0! | 0.81 | 0 | 0 | #DIV/0! | #DIV/0! | #DIV/0! | #DIV/0! | #DIV/0! | #DIV/0! | #DIV/0! | #DIV/0! | #DIV/0! | #DIV/0!
[5 empty] | #DIV/0! | #DIV/0! | #DIV/0! | 0.2 | 0 | 0 | #DIV/0! | #DIV/0! | #DIV/0! | #DIV/0! | #DIV/0! | #DIV/0! | #DIV/0! | #DIV/0! | #DIV/0! | #DIV/0! | 0.5 | 0 | 0 | #DIV/0! | #DIV/0! | #DIV/0! | #DIV/0! | #DIV/0! | #DIV/0! | #DIV/0! | #DIV/0! | #DIV/0! | #DIV/0! | 0.81 | 0 | 0 | #DIV/0! | #DIV/0! | #DIV/0! | #DIV/0! | #DIV/0! | #DIV/0! | #DIV/0! | #DIV/0! | #DIV/0! | #DIV/0!
[5 empty] | #DIV/0! | #DIV/0! | #DIV/0! | 0.2 | 0 | 0 | #DIV/0! | #DIV/0! | #DIV/0! | #DIV/0! | #DIV/0! | #DIV/0! | #DIV/0! | #DIV/0! | #DIV/0! | #DIV/0! | 0.5 | 0 | 0 | #DIV/0! | #DIV/0! | #DIV/0! | #DIV/0! | #DIV/0! | #DIV/0! | #DIV/0! | #DIV/0! | #DIV/0! | #DIV/0! | 0.81 | 0 | 0 | #DIV/0! | #DIV/0! | #DIV/0! | #DIV/0! | #DIV/0! | #DIV/0! | #DIV/0! | #DIV/0! | #DIV/0! | #DIV/0!
[5 empty] | #DIV/0! | #DIV/0! | #DIV/0! | 0.2 | 0 | 0 | #DIV/0! | #DIV/0! | #DIV/0! | #DIV/0! | #DIV/0! | #DIV/0! | #DIV/0! | #DIV/0! | #DIV/0! | #DIV/0! | 0.5 | 0 | 0 | #DIV/0! | #DIV/0! | #DIV/0! | #DIV/0! | #DIV/0! | #DIV/0! | #DIV/0! | #DIV/0! | #DIV/0! | #DIV/0! | 0.81 | 0 | 0 | #DIV/0! | #DIV/0! | #DIV/0! | #DIV/0! | #DIV/0! | #DIV/0! | #DIV/0! | #DIV/0! | #DIV/0! | #DIV/0!
[5 empty] | #DIV/0! | #DIV/0! | #DIV/0! | 0.2 | 0 | 0 | #DIV/0! | #DIV/0! | #DIV/0! | #DIV/0! | #DIV/0! | #DIV/0! | #DIV/0! | #DIV/0! | #DIV/0! | #DIV/0! | 0.5 | 0 | 0 | #DIV/0! | #DIV/0! | #DIV/0! | #DIV/0! | #DIV/0! | #DIV/0! | #DIV/0! | #DIV/0! | #DIV/0! | #DIV/0! | 0.81 | 0 | 0 | #DIV/0! | #DIV/0! | #DIV/0! | #DIV/0! | #DIV/0! | #DIV/0! | #DIV/0! | #DIV/0! | #DIV/0! | #DIV/0!
[5 empty] | #DIV/0! | #DIV/0! | #DIV/0! | 0.2 | 0 | 0 | #DIV/0! | #DIV/0! | #DIV/0! | #DIV/0! | #DIV/0! | #DIV/0! | #DIV/0! | #DIV/0! | #DIV/0! | #DIV/0! | 0.5 | 0 | 0 | #DIV/0! | #DIV/0! | #DIV/0! | #DIV/0! | #DIV/0! | #DIV/0! | #DIV/0! | #DIV/0! | #DIV/0! | #DIV/0! | 0.81 | 0 | 0 | #DIV/0! | #DIV/0! | #DIV/0! | #DIV/0! | #DIV/0! | #DIV/0! | #DIV/0! | #DIV/0! | #DIV/0! | #DIV/0!
[5 empty] | #DIV/0! | #DIV/0! | #DIV/0! | 0.2 | 0 | 0 | #DIV/0! | #DIV/0! | #DIV/0! | #DIV/0! | #DIV/0! | #DIV/0! | #DIV/0! | #DIV/0! | #DIV/0! | #DIV/0! | 0.5 | 0 | 0 | #DIV/0! | #DIV/0! | #DIV/0! | #DIV/0! | #DIV/0! | #DIV/0! | #DIV/0! | #DIV/0! | #DIV/0! | #DIV/0! | 0.81 | 0 | 0 | #DIV/0! | #DIV/0! | #DIV/0! | #DIV/0! | #DIV/0! | #DIV/0! | #DIV/0! | #DIV/0! | #DIV/0! | #DIV/0!
[5 empty] | #DIV/0! | #DIV/0! | #DIV/0! | 0.2 | 0 | 0 | #DIV/0! | #DIV/0! | #DIV/0! | #DIV/0! | #DIV/0! | #DIV/0! | #DIV/0! | #DIV/0! | #DIV/0! | #DIV/0! | 0.5 | 0 | 0 | #DIV/0! | #DIV/0! | #DIV/0! | #DIV/0! | #DIV/0! | #DIV/0! | #DIV/0! | #DIV/0! | #DIV/0! | #DIV/0! | 0.81 | 0 | 0 | #DIV/0! | #DIV/0! | #DIV/0! | #DIV/0! | #DIV/0! | #DIV/0! | #DIV/0! | #DIV/0! | #DIV/0! | #DIV/0!
[5 empty] | #DIV/0! | #DIV/0! | #DIV/0! | 0.2 | 0 | 0 | #DIV/0! | #DIV/0! | #DIV/0! | #DIV/0! | #DIV/0! | #DIV/0! | #DIV/0! | #DIV/0! | #DIV/0! | #DIV/0! | 0.5 | 0 | 0 | #DIV/0! | #DIV/0! | #DIV/0! | #DIV/0! | #DIV/0! | #DIV/0! | #DIV/0! | #DIV/0! | #DIV/0! | #DIV/0! | 0.81 | 0 | 0 | #DIV/0! | #DIV/0! | #DIV/0! | #DIV/0! | #DIV/0! | #DIV/0! | #DIV/0! | #DIV/0! | #DIV/0! | #DIV/0!
[5 empty] | #DIV/0! | #DIV/0! | #DIV/0! | 0.2 | 0 | 0 | #DIV/0! | #DIV/0! | #DIV/0! | #DIV/0! | #DIV/0! | #DIV/0! | #DIV/0! | #DIV/0! | #DIV/0! | #DIV/0! | 0.5 | 0 | 0 | #DIV/0! | #DIV/0! | #DIV/0! | #DIV/0! | #DIV/0! | #DIV/0! | #DIV/0! | #DIV/0! | #DIV/0! | #DIV/0! | 0.81 | 0 | 0 | #DIV/0! | #DIV/0! | #DIV/0! | #DIV/0! | #DIV/0! | #DIV/0! | #DIV/0! | #DIV/0! | #DIV/0! | #DIV/0!
[5 empty] | #DIV/0! | #DIV/0! | #DIV/0! | 0.2 | 0 | 0 | #DIV/0! | #DIV/0! | #DIV/0! | #DIV/0! | #DIV/0! | #DIV/0! | #DIV/0! | #DIV/0! | #DIV/0! | #DIV/0! | 0.5 | 0 | 0 | #DIV/0! | #DIV/0! | #DIV/0! | #DIV/0! | #DIV/0! | #DIV/0! | #DIV/0! | #DIV/0! | #DIV/0! | #DIV/0! | 0.81 | 0 | 0 | #DIV/0! | #DIV/0! | #DIV/0! | #DIV/0! | #DIV/0! | #DIV/0! | #DIV/0! | #DIV/0! | #DIV/0! | #DIV/0!
[5 empty] | #DIV/0! | #DIV/0! | #DIV/0! | 0.2 | 0 | 0 | #DIV/0! | #DIV/0! | #DIV/0! | #DIV/0! | #DIV/0! | #DIV/0! | #DIV/0! | #DIV/0! | #DIV/0! | #DIV/0! | 0.5 | 0 | 0 | #DIV/0! | #DIV/0! | #DIV/0! | #DIV/0! | #DIV/0! | #DIV/0! | #DIV/0! | #DIV/0! | #DIV/0! | #DIV/0! | 0.81 | 0 | 0 | #DIV/0! | #DIV/0! | #DIV/0! | #DIV/0! | #DIV/0! | #DIV/0! | #DIV/0! | #DIV/0! | #DIV/0! | #DIV/0!
[5 empty] | #DIV/0! | #DIV/0! | #DIV/0! | 0.2 | 0 | 0 | #DIV/0! | #DIV/0! | #DIV/0! | #DIV/0! | #DIV/0! | #DIV/0! | #DIV/0! | #DIV/0! | #DIV/0! | #DIV/0! | 0.5 | 0 | 0 | #DIV/0! | #DIV/0! | #DIV/0! | #DIV/0! | #DIV/0! | #DIV/0! | #DIV/0! | #DIV/0! | #DIV/0! | #DIV/0! | 0.81 | 0 | 0 | #DIV/0! | #DIV/0! | #DIV/0! | #DIV/0! | #DIV/0! | #DIV/0! | #DIV/0! | #DIV/0! | #DIV/0! | #DIV/0!
[5 empty] | #DIV/0! | #DIV/0! | #DIV/0! | 0.2 | 0 | 0 | #DIV/0! | #DIV/0! | #DIV/0! | #DIV/0! | #DIV/0! | #DIV/0! | #DIV/0! | #DIV/0! | #DIV/0! | #DIV/0! | 0.5 | 0 | 0 | #DIV/0! | #DIV/0! | #DIV/0! | #DIV/0! | #DIV/0! | #DIV/0! | #DIV/0! | #DIV/0! | #DIV/0! | #DIV/0! | 0.81 | 0 | 0 | #DIV/0! | #DIV/0! | #DIV/0! | #DIV/0! | #DIV/0! | #DIV/0! | #DIV/0! | #DIV/0! | #DIV/0! | #DIV/0!
[5 empty] | #DIV/0! | #DIV/0! | #DIV/0! | 0.2 | 0 | 0 | #DIV/0! | #DIV/0! | #DIV/0! | #DIV/0! | #DIV/0! | #DIV/0! | #DIV/0! | #DIV/0! | #DIV/0! | #DIV/0! | 0.5 | 0 | 0 | #DIV/0! | #DIV/0! | #DIV/0! | #DIV/0! | #DIV/0! | #DIV/0! | #DIV/0! | #DIV/0! | #DIV/0! | #DIV/0! | 0.81 | 0 | 0 | #DIV/0! | #DIV/0! | #DIV/0! | #DIV/0! | #DIV/0! | #DIV/0! | #DIV/0! | #DIV/0! | #DIV/0! | #DIV/0!
[5 empty] | #DIV/0! | #DIV/0! | #DIV/0! | 0.2 | 0 | 0 | #DIV/0! | #DIV/0! | #DIV/0! | #DIV/0! | #DIV/0! | #DIV/0! | #DIV/0! | #DIV/0! | #DIV/0! | #DIV/0! | 0.5 | 0 | 0 | #DIV/0! | #DIV/0! | #DIV/0! | #DIV/0! | #DIV/0! | #DIV/0! | #DIV/0! | #DIV/0! | #DIV/0! | #DIV/0! | 0.81 | 0 | 0 | #DIV/0! | #DIV/0! | #DIV/0! | #DIV/0! | #DIV/0! | #DIV/0! | #DIV/0! | #DIV/0! | #DIV/0! | #DIV/0!
[5 empty] | #DIV/0! | #DIV/0! | #DIV/0! | 0.2 | 0 | 0 | #DIV/0! | #DIV/0! | #DIV/0! | #DIV/0! | #DIV/0! | #DIV/0! | #DIV/0! | #DIV/0! | #DIV/0! | #DIV/0! | 0.5 | 0 | 0 | #DIV/0! | #DIV/0! | #DIV/0! | #DIV/0! | #DIV/0! | #DIV/0! | #DIV/0! | #DIV/0! | #DIV/0! | #DIV/0! | 0.81 | 0 | 0 | #DIV/0! | #DIV/0! | #DIV/0! | #DIV/0! | #DIV/0! | #DIV/0! | #DIV/0! | #DIV/0! | #DIV/0! | #DIV/0!
[5 empty] | #DIV/0! | #DIV/0! | #DIV/0! | 0.2 | 0 | 0 | #DIV/0! | #DIV/0! | #DIV/0! | #DIV/0! | #DIV/0! | #DIV/0! | #DIV/0! | #DIV/0! | #DIV/0! | #DIV/0! | 0.5 | 0 | 0 | #DIV/0! | #DIV/0! | #DIV/0! | #DIV/0! | #DIV/0! | #DIV/0! | #DIV/0! | #DIV/0! | #DIV/0! | #DIV/0! | 0.81 | 0 | 0 | #DIV/0! | #DIV/0! | #DIV/0! | #DIV/0! | #DIV/0! | #DIV/0! | #DIV/0! | #DIV/0! | #DIV/0! | #DIV/0!
[5 empty] | #DIV/0! | #DIV/0! | #DIV/0! | 0.2 | 0 | 0 | #DIV/0! | #DIV/0! | #DIV/0! | #DIV/0! | #DIV/0! | #DIV/0! | #DIV/0! | #DIV/0! | #DIV/0! | #DIV/0! | 0.5 | 0 | 0 | #DIV/0! | #DIV/0! | #DIV/0! | #DIV/0! | #DIV/0! | #DIV/0! | #DIV/0! | #DIV/0! | #DIV/0! | #DIV/0! | 0.81 | 0 | 0 | #DIV/0! | #DIV/0! | #DIV/0! | #DIV/0! | #DIV/0! | #DIV/0! | #DIV/0! | #DIV/0! | #DIV/0! | #DIV/0!
[5 empty] | #DIV/0! | #DIV/0! | #DIV/0! | 0.2 | 0 | 0 | #DIV/0! | #DIV/0! | #DIV/0! | #DIV/0! | #DIV/0! | #DIV/0! | #DIV/0! | #DIV/0! | #DIV/0! | #DIV/0! | 0.5 | 0 | 0 | #DIV/0! | #DIV/0! | #DIV/0! | #DIV/0! | #DIV/0! | #DIV/0! | #DIV/0! | #DIV/0! | #DIV/0! | #DIV/0! | 0.81 | 0 | 0 | #DIV/0! | #DIV/0! | #DIV/0! | #DIV/0! | #DIV/0! | #DIV/0! | #DIV/0! | #DIV/0! | #DIV/0! | #DIV/0!
[5 empty] | #DIV/0! | #DIV/0! | #DIV/0! | 0.2 | 0 | 0 | #DIV/0! | #DIV/0! | #DIV/0! | #DIV/0! | #DIV/0! | #DIV/0! | #DIV/0! | #DIV/0! | #DIV/0! | #DIV/0! | 0.5 | 0 | 0 | #DIV/0! | #DIV/0! | #DIV/0! | #DIV/0! | #DIV/0! | #DIV/0! | #DIV/0! | #DIV/0! | #DIV/0! | #DIV/0! | 0.81 | 0 | 0 | #DIV/0! | #DIV/0! | #DIV/0! | #DIV/0! | #DIV/0! | #DIV/0! | #DIV/0! | #DIV/0! | #DIV/0! | #DIV/0!
[5 empty] | #DIV/0! | #DIV/0! | #DIV/0! | 0.2 | 0 | 0 | #DIV/0! | #DIV/0! | #DIV/0! | #DIV/0! | #DIV/0! | #DIV/0! | #DIV/0! | #DIV/0! | #DIV/0! | #DIV/0! | 0.5 | 0 | 0 | #DIV/0! | #DIV/0! | #DIV/0! | #DIV/0! | #DIV/0! | #DIV/0! | #DIV/0! | #DIV/0! | #DIV/0! | #DIV/0! | 0.81 | 0 | 0 | #DIV/0! | #DIV/0! | #DIV/0! | #DIV/0! | #DIV/0! | #DIV/0! | #DIV/0! | #DIV/0! | #DIV/0! | #DIV/0!
[5 empty] | #DIV/0! | #DIV/0! | #DIV/0! | 0.2 | 0 | 0 | #DIV/0! | #DIV/0! | #DIV/0! | #DIV/0! | #DIV/0! | #DIV/0! | #DIV/0! | #DIV/0! | #DIV/0! | #DIV/0! | 0.5 | 0 | 0 | #DIV/0! | #DIV/0! | #DIV/0! | #DIV/0! | #DIV/0! | #DIV/0! | #DIV/0! | #DIV/0! | #DIV/0! | #DIV/0! | 0.81 | 0 | 0 | #DIV/0! | #DIV/0! | #DIV/0! | #DIV/0! | #DIV/0! | #DIV/0! | #DIV/0! | #DIV/0! | #DIV/0! | #DIV/0!
[5 empty] | #DIV/0! | #DIV/0! | #DIV/0! | 0.2 | 0 | 0 | #DIV/0! | #DIV/0! | #DIV/0! | #DIV/0! | #DIV/0! | #DIV/0! | #DIV/0! | #DIV/0! | #DIV/0! | #DIV/0! | 0.5 | 0 | 0 | #DIV/0! | #DIV/0! | #DIV/0! | #DIV/0! | #DIV/0! | #DIV/0! | #DIV/0! | #DIV/0! | #DIV/0! | #DIV/0! | 0.81 | 0 | 0 | #DIV/0! | #DIV/0! | #DIV/0! | #DIV/0! | #DIV/0! | #DIV/0! | #DIV/0! | #DIV/0! | #DIV/0! | #DIV/0!
[5 empty] | #DIV/0! | #DIV/0! | #DIV/0! | 0.2 | 0 | 0 | #DIV/0! | #DIV/0! | #DIV/0! | #DIV/0! | #DIV/0! | #DIV/0! | #DIV/0! | #DIV/0! | #DIV/0! | #DIV/0! | 0.5 | 0 | 0 | #DIV/0! | #DIV/0! | #DIV/0! | #DIV/0! | #DIV/0! | #DIV/0! | #DIV/0! | #DIV/0! | #DIV/0! | #DIV/0! | 0.81 | 0 | 0 | #DIV/0! | #DIV/0! | #DIV/0! | #DIV/0! | #DIV/0! | #DIV/0! | #DIV/0! | #DIV/0! | #DIV/0! | #DIV/0!
[5 empty] | #DIV/0! | #DIV/0! | #DIV/0! | 0.2 | 0 | 0 | #DIV/0! | #DIV/0! | #DIV/0! | #DIV/0! | #DIV/0! | #DIV/0! | #DIV/0! | #DIV/0! | #DIV/0! | #DIV/0! | 0.5 | 0 | 0 | #DIV/0! | #DIV/0! | #DIV/0! | #DIV/0! | #DIV/0! | #DIV/0! | #DIV/0! | #DIV/0! | #DIV/0! | #DIV/0! | 0.81 | 0 | 0 | #DIV/0! | #DIV/0! | #DIV/0! | #DIV/0! | #DIV/0! | #DIV/0! | #DIV/0! | #DIV/0! | #DIV/0! | #DIV/0!
[5 empty] | #DIV/0! | #DIV/0! | #DIV/0! | 0.2 | 0 | 0 | #DIV/0! | #DIV/0! | #DIV/0! | #DIV/0! | #DIV/0! | #DIV/0! | #DIV/0! | #DIV/0! | #DIV/0! | #DIV/0! | 0.5 | 0 | 0 | #DIV/0! | #DIV/0! | #DIV/0! | #DIV/0! | #DIV/0! | #DIV/0! | #DIV/0! | #DIV/0! | #DIV/0! | #DIV/0! | 0.81 | 0 | 0 | #DIV/0! | #DIV/0! | #DIV/0! | #DIV/0! | #DIV/0! | #DIV/0! | #DIV/0! | #DIV/0! | #DIV/0! | #DIV/0!
[5 empty] | #DIV/0! | #DIV/0! | #DIV/0! | 0.2 | 0 | 0 | #DIV/0! | #DIV/0! | #DIV/0! | #DIV/0! | #DIV/0! | #DIV/0! | #DIV/0! | #DIV/0! | #DIV/0! | #DIV/0! | 0.5 | 0 | 0 | #DIV/0! | #DIV/0! | #DIV/0! | #DIV/0! | #DIV/0! | #DIV/0! | #DIV/0! | #DIV/0! | #DIV/0! | #DIV/0! | 0.81 | 0 | 0 | #DIV/0! | #DIV/0! | #DIV/0! | #DIV/0! | #DIV/0! | #DIV/0! | #DIV/0! | #DIV/0! | #DIV/0! | #DIV/0!
[5 empty] | #DIV/0! | #DIV/0! | #DIV/0! | 0.2 | 0 | 0 | #DIV/0! | #DIV/0! | #DIV/0! | #DIV/0! | #DIV/0! | #DIV/0! | #DIV/0! | #DIV/0! | #DIV/0! | #DIV/0! | 0.5 | 0 | 0 | #DIV/0! | #DIV/0! | #DIV/0! | #DIV/0! | #DIV/0! | #DIV/0! | #DIV/0! | #DIV/0! | #DIV/0! | #DIV/0! | 0.81 | 0 | 0 | #DIV/0! | #DIV/0! | #DIV/0! | #DIV/0! | #DIV/0! | #DIV/0! | #DIV/0! | #DIV/0! | #DIV/0! | #DIV/0!
[5 empty] | #DIV/0! | #DIV/0! | #DIV/0! | 0.2 | 0 | 0 | #DIV/0! | #DIV/0! | #DIV/0! | #DIV/0! | #DIV/0! | #DIV/0! | #DIV/0! | #DIV/0! | #DIV/0! | #DIV/0! | 0.5 | 0 | 0 | #DIV/0! | #DIV/0! | #DIV/0! | #DIV/0! | #DIV/0! | #DIV/0! | #DIV/0! | #DIV/0! | #DIV/0! | #DIV/0! | 0.81 | 0 | 0 | #DIV/0! | #DIV/0! | #DIV/0! | #DIV/0! | #DIV/0! | #DIV/0! | #DIV/0! | #DIV/0! | #DIV/0! | #DIV/0!
[5 empty] | #DIV/0! | #DIV/0! | #DIV/0! | 0.2 | 0 | 0 | #DIV/0! | #DIV/0! | #DIV/0! | #DIV/0! | #DIV/0! | #DIV/0! | #DIV/0! | #DIV/0! | #DIV/0! | #DIV/0! | 0.5 | 0 | 0 | #DIV/0! | #DIV/0! | #DIV/0! | #DIV/0! | #DIV/0! | #DIV/0! | #DIV/0! | #DIV/0! | #DIV/0! | #DIV/0! | 0.81 | 0 | 0 | #DIV/0! | #DIV/0! | #DIV/0! | #DIV/0! | #DIV/0! | #DIV/0! | #DIV/0! | #DIV/0! | #DIV/0! | #DIV/0!
[5 empty] | #DIV/0! | #DIV/0! | #DIV/0! | 0.2 | 0 | 0 | #DIV/0! | #DIV/0! | #DIV/0! | #DIV/0! | #DIV/0! | #DIV/0! | #DIV/0! | #DIV/0! | #DIV/0! | #DIV/0! | 0.5 | 0 | 0 | #DIV/0! | #DIV/0! | #DIV/0! | #DIV/0! | #DIV/0! | #DIV/0! | #DIV/0! | #DIV/0! | #DIV/0! | #DIV/0! | 0.81 | 0 | 0 | #DIV/0! | #DIV/0! | #DIV/0! | #DIV/0! | #DIV/0! | #DIV/0! | #DIV/0! | #DIV/0! | #DIV/0! | #DIV/0!
[5 empty] | #DIV/0! | #DIV/0! | #DIV/0! | 0.2 | 0 | 0 | #DIV/0! | #DIV/0! | #DIV/0! | #DIV/0! | #DIV/0! | #DIV/0! | #DIV/0! | #DIV/0! | #DIV/0! | #DIV/0! | 0.5 | 0 | 0 | #DIV/0! | #DIV/0! | #DIV/0! | #DIV/0! | #DIV/0! | #DIV/0! | #DIV/0! | #DIV/0! | #DIV/0! | #DIV/0! | 0.81 | 0 | 0 | #DIV/0! | #DIV/0! | #DIV/0! | #DIV/0! | #DIV/0! | #DIV/0! | #DIV/0! | #DIV/0! | #DIV/0! | #DIV/0!
[5 empty] | #DIV/0! | #DIV/0! | #DIV/0! | 0.2 | 0 | 0 | #DIV/0! | #DIV/0! | #DIV/0! | #DIV/0! | #DIV/0! | #DIV/0! | #DIV/0! | #DIV/0! | #DIV/0! | #DIV/0! | 0.5 | 0 | 0 | #DIV/0! | #DIV/0! | #DIV/0! | #DIV/0! | #DIV/0! | #DIV/0! | #DIV/0! | #DIV/0! | #DIV/0! | #DIV/0! | 0.81 | 0 | 0 | #DIV/0! | #DIV/0! | #DIV/0! | #DIV/0! | #DIV/0! | #DIV/0! | #DIV/0! | #DIV/0! | #DIV/0! | #DIV/0!
[5 empty] | #DIV/0! | #DIV/0! | #DIV/0! | 0.2 | 0 | 0 | #DIV/0! | #DIV/0! | #DIV/0! | #DIV/0! | #DIV/0! | #DIV/0! | #DIV/0! | #DIV/0! | #DIV/0! | #DIV/0! | 0.5 | 0 | 0 | #DIV/0! | #DIV/0! | #DIV/0! | #DIV/0! | #DIV/0! | #DIV/0! | #DIV/0! | #DIV/0! | #DIV/0! | #DIV/0! | 0.81 | 0 | 0 | #DIV/0! | #DIV/0! | #DIV/0! | #DIV/0! | #DIV/0! | #DIV/0! | #DIV/0! | #DIV/0! | #DIV/0! | #DIV/0!
[5 empty] | #DIV/0! | #DIV/0! | #DIV/0! | 0.2 | 0 | 0 | #DIV/0! | #DIV/0! | #DIV/0! | #DIV/0! | #DIV/0! | #DIV/0! | #DIV/0! | #DIV/0! | #DIV/0! | #DIV/0! | 0.5 | 0 | 0 | #DIV/0! | #DIV/0! | #DIV/0! | #DIV/0! | #DIV/0! | #DIV/0! | #DIV/0! | #DIV/0! | #DIV/0! | #DIV/0! | 0.81 | 0 | 0 | #DIV/0! | #DIV/0! | #DIV/0! | #DIV/0! | #DIV/0! | #DIV/0! | #DIV/0! | #DIV/0! | #DIV/0! | #DIV/0!
[5 empty] | #DIV/0! | #DIV/0! | #DIV/0! | 0.2 | 0 | 0 | #DIV/0! | #DIV/0! | #DIV/0! | #DIV/0! | #DIV/0! | #DIV/0! | #DIV/0! | #DIV/0! | #DIV/0! | #DIV/0! | 0.5 | 0 | 0 | #DIV/0! | #DIV/0! | #DIV/0! | #DIV/0! | #DIV/0! | #DIV/0! | #DIV/0! | #DIV/0! | #DIV/0! | #DIV/0! | 0.81 | 0 | 0 | #DIV/0! | #DIV/0! | #DIV/0! | #DIV/0! | #DIV/0! | #DIV/0! | #DIV/0! | #DIV/0! | #DIV/0! | #DIV/0!
[5 empty] | #DIV/0! | #DIV/0! | #DIV/0! | 0.2 | 0 | 0 | #DIV/0! | #DIV/0! | #DIV/0! | #DIV/0! | #DIV/0! | #DIV/0! | #DIV/0! | #DIV/0! | #DIV/0! | #DIV/0! | 0.5 | 0 | 0 | #DIV/0! | #DIV/0! | #DIV/0! | #DIV/0! | #DIV/0! | #DIV/0! | #DIV/0! | #DIV/0! | #DIV/0! | #DIV/0! | 0.81 | 0 | 0 | #DIV/0! | #DIV/0! | #DIV/0! | #DIV/0! | #DIV/0! | #DIV/0! | #DIV/0! | #DIV/0! | #DIV/0! | #DIV/0!
[5 empty] | #DIV/0! | #DIV/0! | #DIV/0! | 0.2 | 0 | 0 | #DIV/0! | #DIV/0! | #DIV/0! | #DIV/0! | #DIV/0! | #DIV/0! | #DIV/0! | #DIV/0! | #DIV/0! | #DIV/0! | 0.5 | 0 | 0 | #DIV/0! | #DIV/0! | #DIV/0! | #DIV/0! | #DIV/0! | #DIV/0! | #DIV/0! | #DIV/0! | #DIV/0! | #DIV/0! | 0.81 | 0 | 0 | #DIV/0! | #DIV/0! | #DIV/0! | #DIV/0! | #DIV/0! | #DIV/0! | #DIV/0! | #DIV/0! | #DIV/0! | #DIV/0!
[5 empty] | #DIV/0! | #DIV/0! | #DIV/0! | 0.2 | 0 | 0 | #DIV/0! | #DIV/0! | #DIV/0! | #DIV/0! | #DIV/0! | #DIV/0! | #DIV/0! | #DIV/0! | #DIV/0! | #DIV/0! | 0.5 | 0 | 0 | #DIV/0! | #DIV/0! | #DIV/0! | #DIV/0! | #DIV/0! | #DIV/0! | #DIV/0! | #DIV/0! | #DIV/0! | #DIV/0! | 0.81 | 0 | 0 | #DIV/0! | #DIV/0! | #DIV/0! | #DIV/0! | #DIV/0! | #DIV/0! | #DIV/0! | #DIV/0! | #DIV/0! | #DIV/0!
[5 empty] | #DIV/0! | #DIV/0! | #DIV/0! | 0.2 | 0 | 0 | #DIV/0! | #DIV/0! | #DIV/0! | #DIV/0! | #DIV/0! | #DIV/0! | #DIV/0! | #DIV/0! | #DIV/0! | #DIV/0! | 0.5 | 0 | 0 | #DIV/0! | #DIV/0! | #DIV/0! | #DIV/0! | #DIV/0! | #DIV/0! | #DIV/0! | #DIV/0! | #DIV/0! | #DIV/0! | 0.81 | 0 | 0 | #DIV/0! | #DIV/0! | #DIV/0! | #DIV/0! | #DIV/0! | #DIV/0! | #DIV/0! | #DIV/0! | #DIV/0! | #DIV/0!
[5 empty] | #DIV/0! | #DIV/0! | #DIV/0! | 0.2 | 0 | 0 | #DIV/0! | #DIV/0! | #DIV/0! | #DIV/0! | #DIV/0! | #DIV/0! | #DIV/0! | #DIV/0! | #DIV/0! | #DIV/0! | 0.5 | 0 | 0 | #DIV/0! | #DIV/0! | #DIV/0! | #DIV/0! | #DIV/0! | #DIV/0! | #DIV/0! | #DIV/0! | #DIV/0! | #DIV/0! | 0.81 | 0 | 0 | #DIV/0! | #DIV/0! | #DIV/0! | #DIV/0! | #DIV/0! | #DIV/0! | #DIV/0! | #DIV/0! | #DIV/0! | #DIV/0!
[5 empty] | #DIV/0! | #DIV/0! | #DIV/0! | 0.2 | 0 | 0 | #DIV/0! | #DIV/0! | #DIV/0! | #DIV/0! | #DIV/0! | #DIV/0! | #DIV/0! | #DIV/0! | #DIV/0! | #DIV/0! | 0.5 | 0 | 0 | #DIV/0! | #DIV/0! | #DIV/0! | #DIV/0! | #DIV/0! | #DIV/0! | #DIV/0! | #DIV/0! | #DIV/0! | #DIV/0! | 0.81 | 0 | 0 | #DIV/0! | #DIV/0! | #DIV/0! | #DIV/0! | #DIV/0! | #DIV/0! | #DIV/0! | #DIV/0! | #DIV/0! | #DIV/0!
[5 empty] | #DIV/0! | #DIV/0! | #DIV/0! | 0.2 | 0 | 0 | #DIV/0! | #DIV/0! | #DIV/0! | #DIV/0! | #DIV/0! | #DIV/0! | #DIV/0! | #DIV/0! | #DIV/0! | #DIV/0! | 0.5 | 0 | 0 | #DIV/0! | #DIV/0! | #DIV/0! | #DIV/0! | #DIV/0! | #DIV/0! | #DIV/0! | #DIV/0! | #DIV/0! | #DIV/0! | 0.81 | 0 | 0 | #DIV/0! | #DIV/0! | #DIV/0! | #DIV/0! | #DIV/0! | #DIV/0! | #DIV/0! | #DIV/0! | #DIV/0! | #DIV/0!
[5 empty] | #DIV/0! | #DIV/0! | #DIV/0! | 0.2 | 0 | 0 | #DIV/0! | #DIV/0! | #DIV/0! | #DIV/0! | #DIV/0! | #DIV/0! | #DIV/0! | #DIV/0! | #DIV/0! | #DIV/0! | 0.5 | 0 | 0 | #DIV/0! | #DIV/0! | #DIV/0! | #DIV/0! | #DIV/0! | #DIV/0! | #DIV/0! | #DIV/0! | #DIV/0! | #DIV/0! | 0.81 | 0 | 0 | #DIV/0! | #DIV/0! | #DIV/0! | #DIV/0! | #DIV/0! | #DIV/0! | #DIV/0! | #DIV/0! | #DIV/0! | #DIV/0!
[5 empty] | #DIV/0! | #DIV/0! | #DIV/0! | 0.2 | 0 | 0 | #DIV/0! | #DIV/0! | #DIV/0! | #DIV/0! | #DIV/0! | #DIV/0! | #DIV/0! | #DIV/0! | #DIV/0! | #DIV/0! | 0.5 | 0 | 0 | #DIV/0! | #DIV/0! | #DIV/0! | #DIV/0! | #DIV/0! | #DIV/0! | #DIV/0! | #DIV/0! | #DIV/0! | #DIV/0! | 0.81 | 0 | 0 | #DIV/0! | #DIV/0! | #DIV/0! | #DIV/0! | #DIV/0! | #DIV/0! | #DIV/0! | #DIV/0! | #DIV/0! | #DIV/0!
[5 empty] | #DIV/0! | #DIV/0! | #DIV/0! | 0.2 | 0 | 0 | #DIV/0! | #DIV/0! | #DIV/0! | #DIV/0! | #DIV/0! | #DIV/0! | #DIV/0! | #DIV/0! | #DIV/0! | #DIV/0! | 0.5 | 0 | 0 | #DIV/0! | #DIV/0! | #DIV/0! | #DIV/0! | #DIV/0! | #DIV/0! | #DIV/0! | #DIV/0! | #DIV/0! | #DIV/0! | 0.81 | 0 | 0 | #DIV/0! | #DIV/0! | #DIV/0! | #DIV/0! | #DIV/0! | #DIV/0! | #DIV/0! | #DIV/0! | #DIV/0! | #DIV/0!
[5 empty] | #DIV/0! | #DIV/0! | #DIV/0! | 0.2 | 0 | 0 | #DIV/0! | #DIV/0! | #DIV/0! | #DIV/0! | #DIV/0! | #DIV/0! | #DIV/0! | #DIV/0! | #DIV/0! | #DIV/0! | 0.5 | 0 | 0 | #DIV/0! | #DIV/0! | #DIV/0! | #DIV/0! | #DIV/0! | #DIV/0! | #DIV/0! | #DIV/0! | #DIV/0! | #DIV/0! | 0.81 | 0 | 0 | #DIV/0! | #DIV/0! | #DIV/0! | #DIV/0! | #DIV/0! | #DIV/0! | #DIV/0! | #DIV/0! | #DIV/0! | #DIV/0!
[5 empty] | #DIV/0! | #DIV/0! | #DIV/0! | 0.2 | 0 | 0 | #DIV/0! | #DIV/0! | #DIV/0! | #DIV/0! | #DIV/0! | #DIV/0! | #DIV/0! | #DIV/0! | #DIV/0! | #DIV/0! | 0.5 | 0 | 0 | #DIV/0! | #DIV/0! | #DIV/0! | #DIV/0! | #DIV/0! | #DIV/0! | #DIV/0! | #DIV/0! | #DIV/0! | #DIV/0! | 0.81 | 0 | 0 | #DIV/0! | #DIV/0! | #DIV/0! | #DIV/0! | #DIV/0! | #DIV/0! | #DIV/0! | #DIV/0! | #DIV/0! | #DIV/0!
[5 empty] | #DIV/0! | #DIV/0! | #DIV/0! | 0.2 | 0 | 0 | #DIV/0! | #DIV/0! | #DIV/0! | #DIV/0! | #DIV/0! | #DIV/0! | #DIV/0! | #DIV/0! | #DIV/0! | #DIV/0! | 0.5 | 0 | 0 | #DIV/0! | #DIV/0! | #DIV/0! | #DIV/0! | #DIV/0! | #DIV/0! | #DIV/0! | #DIV/0! | #DIV/0! | #DIV/0! | 0.81 | 0 | 0 | #DIV/0! | #DIV/0! | #DIV/0! | #DIV/0! | #DIV/0! | #DIV/0! | #DIV/0! | #DIV/0! | #DIV/0! | #DIV/0!
[5 empty] | #DIV/0! | #DIV/0! | #DIV/0! | 0.2 | 0 | 0 | #DIV/0! | #DIV/0! | #DIV/0! | #DIV/0! | #DIV/0! | #DIV/0! | #DIV/0! | #DIV/0! | #DIV/0! | #DIV/0! | 0.5 | 0 | 0 | #DIV/0! | #DIV/0! | #DIV/0! | #DIV/0! | #DIV/0! | #DIV/0! | #DIV/0! | #DIV/0! | #DIV/0! | #DIV/0! | 0.81 | 0 | 0 | #DIV/0! | #DIV/0! | #DIV/0! | #DIV/0! | #DIV/0! | #DIV/0! | #DIV/0! | #DIV/0! | #DIV/0! | #DIV/0!
[5 empty] | #DIV/0! | #DIV/0! | #DIV/0! | 0.2 | 0 | 0 | #DIV/0! | #DIV/0! | #DIV/0! | #DIV/0! | #DIV/0! | #DIV/0! | #DIV/0! | #DIV/0! | #DIV/0! | #DIV/0! | 0.5 | 0 | 0 | #DIV/0! | #DIV/0! | #DIV/0! | #DIV/0! | #DIV/0! | #DIV/0! | #DIV/0! | #DIV/0! | #DIV/0! | #DIV/0! | 0.81 | 0 | 0 | #DIV/0! | #DIV/0! | #DIV/0! | #DIV/0! | #DIV/0! | #DIV/0! | #DIV/0! | #DIV/0! | #DIV/0! | #DIV/0!
[5 empty] | #DIV/0! | #DIV/0! | #DIV/0! | 0.2 | 0 | 0 | #DIV/0! | #DIV/0! | #DIV/0! | #DIV/0! | #DIV/0! | #DIV/0! | #DIV/0! | #DIV/0! | #DIV/0! | #DIV/0! | 0.5 | 0 | 0 | #DIV/0! | #DIV/0! | #DIV/0! | #DIV/0! | #DIV/0! | #DIV/0! | #DIV/0! | #DIV/0! | #DIV/0! | #DIV/0! | 0.81 | 0 | 0 | #DIV/0! | #DIV/0! | #DIV/0! | #DIV/0! | #DIV/0! | #DIV/0! | #DIV/0! | #DIV/0! | #DIV/0! | #DIV/0!
[5 empty] | #DIV/0! | #DIV/0! | #DIV/0! | 0.2 | 0 | 0 | #DIV/0! | #DIV/0! | #DIV/0! | #DIV/0! | #DIV/0! | #DIV/0! | #DIV/0! | #DIV/0! | #DIV/0! | #DIV/0! | 0.5 | 0 | 0 | #DIV/0! | #DIV/0! | #DIV/0! | #DIV/0! | #DIV/0! | #DIV/0! | #DIV/0! | #DIV/0! | #DIV/0! | #DIV/0! | 0.81 | 0 | 0 | #DIV/0! | #DIV/0! | #DIV/0! | #DIV/0! | #DIV/0! | #DIV/0! | #DIV/0! | #DIV/0! | #DIV/0! | #DIV/0!
[5 empty] | #DIV/0! | #DIV/0! | #DIV/0! | 0.2 | 0 | 0 | #DIV/0! | #DIV/0! | #DIV/0! | #DIV/0! | #DIV/0! | #DIV/0! | #DIV/0! | #DIV/0! | #DIV/0! | #DIV/0! | 0.5 | 0 | 0 | #DIV/0! | #DIV/0! | #DIV/0! | #DIV/0! | #DIV/0! | #DIV/0! | #DIV/0! | #DIV/0! | #DIV/0! | #DIV/0! | 0.81 | 0 | 0 | #DIV/0! | #DIV/0! | #DIV/0! | #DIV/0! | #DIV/0! | #DIV/0! | #DIV/0! | #DIV/0! | #DIV/0! | #DIV/0!
[5 empty] | #DIV/0! | #DIV/0! | #DIV/0! | 0.2 | 0 | 0 | #DIV/0! | #DIV/0! | #DIV/0! | #DIV/0! | #DIV/0! | #DIV/0! | #DIV/0! | #DIV/0! | #DIV/0! | #DIV/0! | 0.5 | 0 | 0 | #DIV/0! | #DIV/0! | #DIV/0! | #DIV/0! | #DIV/0! | #DIV/0! | #DIV/0! | #DIV/0! | #DIV/0! | #DIV/0! | 0.81 | 0 | 0 | #DIV/0! | #DIV/0! | #DIV/0! | #DIV/0! | #DIV/0! | #DIV/0! | #DIV/0! | #DIV/0! | #DIV/0! | #DIV/0!
[5 empty] | #DIV/0! | #DIV/0! | #DIV/0! | 0.2 | 0 | 0 | #DIV/0! | #DIV/0! | #DIV/0! | #DIV/0! | #DIV/0! | #DIV/0! | #DIV/0! | #DIV/0! | #DIV/0! | #DIV/0! | 0.5 | 0 | 0 | #DIV/0! | #DIV/0! | #DIV/0! | #DIV/0! | #DIV/0! | #DIV/0! | #DIV/0! | #DIV/0! | #DIV/0! | #DIV/0! | 0.81 | 0 | 0 | #DIV/0! | #DIV/0! | #DIV/0! | #DIV/0! | #DIV/0! | #DIV/0! | #DIV/0! | #DIV/0! | #DIV/0! | #DIV/0!
[5 empty] | #DIV/0! | #DIV/0! | #DIV/0! | 0.2 | 0 | 0 | #DIV/0! | #DIV/0! | #DIV/0! | #DIV/0! | #DIV/0! | #DIV/0! | #DIV/0! | #DIV/0! | #DIV/0! | #DIV/0! | 0.5 | 0 | 0 | #DIV/0! | #DIV/0! | #DIV/0! | #DIV/0! | #DIV/0! | #DIV/0! | #DIV/0! | #DIV/0! | #DIV/0! | #DIV/0! | 0.81 | 0 | 0 | #DIV/0! | #DIV/0! | #DIV/0! | #DIV/0! | #DIV/0! | #DIV/0! | #DIV/0! | #DIV/0! | #DIV/0! | #DIV/0!
[5 empty] | #DIV/0! | #DIV/0! | #DIV/0! | 0.2 | 0 | 0 | #DIV/0! | #DIV/0! | #DIV/0! | #DIV/0! | #DIV/0! | #DIV/0! | #DIV/0! | #DIV/0! | #DIV/0! | #DIV/0! | 0.5 | 0 | 0 | #DIV/0! | #DIV/0! | #DIV/0! | #DIV/0! | #DIV/0! | #DIV/0! | #DIV/0! | #DIV/0! | #DIV/0! | #DIV/0! | 0.81 | 0 | 0 | #DIV/0! | #DIV/0! | #DIV/0! | #DIV/0! | #DIV/0! | #DIV/0! | #DIV/0! | #DIV/0! | #DIV/0! | #DIV/0!
[5 empty] | #DIV/0! | #DIV/0! | #DIV/0! | 0.2 | 0 | 0 | #DIV/0! | #DIV/0! | #DIV/0! | #DIV/0! | #DIV/0! | #DIV/0! | #DIV/0! | #DIV/0! | #DIV/0! | #DIV/0! | 0.5 | 0 | 0 | #DIV/0! | #DIV/0! | #DIV/0! | #DIV/0! | #DIV/0! | #DIV/0! | #DIV/0! | #DIV/0! | #DIV/0! | #DIV/0! | 0.81 | 0 | 0 | #DIV/0! | #DIV/0! | #DIV/0! | #DIV/0! | #DIV/0! | #DIV/0! | #DIV/0! | #DIV/0! | #DIV/0! | #DIV/0!
[5 empty] | #DIV/0! | #DIV/0! | #DIV/0! | 0.2 | 0 | 0 | #DIV/0! | #DIV/0! | #DIV/0! | #DIV/0! | #DIV/0! | #DIV/0! | #DIV/0! | #DIV/0! | #DIV/0! | #DIV/0! | 0.5 | 0 | 0 | #DIV/0! | #DIV/0! | #DIV/0! | #DIV/0! | #DIV/0! | #DIV/0! | #DIV/0! | #DIV/0! | #DIV/0! | #DIV/0! | 0.81 | 0 | 0 | #DIV/0! | #DIV/0! | #DIV/0! | #DIV/0! | #DIV/0! | #DIV/0! | #DIV/0! | #DIV/0! | #DIV/0! | #DIV/0!
[5 empty] | #DIV/0! | #DIV/0! | #DIV/0! | 0.2 | 0 | 0 | #DIV/0! | #DIV/0! | #DIV/0! | #DIV/0! | #DIV/0! | #DIV/0! | #DIV/0! | #DIV/0! | #DIV/0! | #DIV/0! | 0.5 | 0 | 0 | #DIV/0! | #DIV/0! | #DIV/0! | #DIV/0! | #DIV/0! | #DIV/0! | #DIV/0! | #DIV/0! | #DIV/0! | #DIV/0! | 0.81 | 0 | 0 | #DIV/0! | #DIV/0! | #DIV/0! | #DIV/0! | #DIV/0! | #DIV/0! | #DIV/0! | #DIV/0! | #DIV/0! | #DIV/0!
[5 empty] | #DIV/0! | #DIV/0! | #DIV/0! | 0.2 | 0 | 0 | #DIV/0! | #DIV/0! | #DIV/0! | #DIV/0! | #DIV/0! | #DIV/0! | #DIV/0! | #DIV/0! | #DIV/0! | #DIV/0! | 0.5 | 0 | 0 | #DIV/0! | #DIV/0! | #DIV/0! | #DIV/0! | #DIV/0! | #DIV/0! | #DIV/0! | #DIV/0! | #DIV/0! | #DIV/0! | 0.81 | 0 | 0 | #DIV/0! | #DIV/0! | #DIV/0! | #DIV/0! | #DIV/0! | #DIV/0! | #DIV/0! | #DIV/0! | #DIV/0! | #DIV/0!
[5 empty] | #DIV/0! | #DIV/0! | #DIV/0! | 0.2 | 0 | 0 | #DIV/0! | #DIV/0! | #DIV/0! | #DIV/0! | #DIV/0! | #DIV/0! | #DIV/0! | #DIV/0! | #DIV/0! | #DIV/0! | 0.5 | 0 | 0 | #DIV/0! | #DIV/0! | #DIV/0! | #DIV/0! | #DIV/0! | #DIV/0! | #DIV/0! | #DIV/0! | #DIV/0! | #DIV/0! | 0.81 | 0 | 0 | #DIV/0! | #DIV/0! | #DIV/0! | #DIV/0! | #DIV/0! | #DIV/0! | #DIV/0! | #DIV/0! | #DIV/0! | #DIV/0!
[5 empty] | #DIV/0! | #DIV/0! | #DIV/0! | 0.2 | 0 | 0 | #DIV/0! | #DIV/0! | #DIV/0! | #DIV/0! | #DIV/0! | #DIV/0! | #DIV/0! | #DIV/0! | #DIV/0! | #DIV/0! | 0.5 | 0 | 0 | #DIV/0! | #DIV/0! | #DIV/0! | #DIV/0! | #DIV/0! | #DIV/0! | #DIV/0! | #DIV/0! | #DIV/0! | #DIV/0! | 0.81 | 0 | 0 | #DIV/0! | #DIV/0! | #DIV/0! | #DIV/0! | #DIV/0! | #DIV/0! | #DIV/0! | #DIV/0! | #DIV/0! | #DIV/0!
[5 empty] | #DIV/0! | #DIV/0! | #DIV/0! | 0.2 | 0 | 0 | #DIV/0! | #DIV/0! | #DIV/0! | #DIV/0! | #DIV/0! | #DIV/0! | #DIV/0! | #DIV/0! | #DIV/0! | #DIV/0! | 0.5 | 0 | 0 | #DIV/0! | #DIV/0! | #DIV/0! | #DIV/0! | #DIV/0! | #DIV/0! | #DIV/0! | #DIV/0! | #DIV/0! | #DIV/0! | 0.81 | 0 | 0 | #DIV/0! | #DIV/0! | #DIV/0! | #DIV/0! | #DIV/0! | #DIV/0! | #DIV/0! | #DIV/0! | #DIV/0! | #DIV/0!
[5 empty] | #DIV/0! | #DIV/0! | #DIV/0! | 0.2 | 0 | 0 | #DIV/0! | #DIV/0! | #DIV/0! | #DIV/0! | #DIV/0! | #DIV/0! | #DIV/0! | #DIV/0! | #DIV/0! | #DIV/0! | 0.5 | 0 | 0 | #DIV/0! | #DIV/0! | #DIV/0! | #DIV/0! | #DIV/0! | #DIV/0! | #DIV/0! | #DIV/0! | #DIV/0! | #DIV/0! | 0.81 | 0 | 0 | #DIV/0! | #DIV/0! | #DIV/0! | #DIV/0! | #DIV/0! | #DIV/0! | #DIV/0! | #DIV/0! | #DIV/0! | #DIV/0!
[5 empty] | #DIV/0! | #DIV/0! | #DIV/0! | 0.2 | 0 | 0 | #DIV/0! | #DIV/0! | #DIV/0! | #DIV/0! | #DIV/0! | #DIV/0! | #DIV/0! | #DIV/0! | #DIV/0! | #DIV/0! | 0.5 | 0 | 0 | #DIV/0! | #DIV/0! | #DIV/0! | #DIV/0! | #DIV/0! | #DIV/0! | #DIV/0! | #DIV/0! | #DIV/0! | #DIV/0! | 0.81 | 0 | 0 | #DIV/0! | #DIV/0! | #DIV/0! | #DIV/0! | #DIV/0! | #DIV/0! | #DIV/0! | #DIV/0! | #DIV/0! | #DIV/0!
[5 empty] | #DIV/0! | #DIV/0! | #DIV/0! | 0.2 | 0 | 0 | #DIV/0! | #DIV/0! | #DIV/0! | #DIV/0! | #DIV/0! | #DIV/0! | #DIV/0! | #DIV/0! | #DIV/0! | #DIV/0! | 0.5 | 0 | 0 | #DIV/0! | #DIV/0! | #DIV/0! | #DIV/0! | #DIV/0! | #DIV/0! | #DIV/0! | #DIV/0! | #DIV/0! | #DIV/0! | 0.81 | 0 | 0 | #DIV/0! | #DIV/0! | #DIV/0! | #DIV/0! | #DIV/0! | #DIV/0! | #DIV/0! | #DIV/0! | #DIV/0! | #DIV/0!
[5 empty] | #DIV/0! | #DIV/0! | #DIV/0! | 0.2 | 0 | 0 | #DIV/0! | #DIV/0! | #DIV/0! | #DIV/0! | #DIV/0! | #DIV/0! | #DIV/0! | #DIV/0! | #DIV/0! | #DIV/0! | 0.5 | 0 | 0 | #DIV/0! | #DIV/0! | #DIV/0! | #DIV/0! | #DIV/0! | #DIV/0! | #DIV/0! | #DIV/0! | #DIV/0! | #DIV/0! | 0.81 | 0 | 0 | #DIV/0! | #DIV/0! | #DIV/0! | #DIV/0! | #DIV/0! | #DIV/0! | #DIV/0! | #DIV/0! | #DIV/0! | #DIV/0!
[5 empty] | #DIV/0! | #DIV/0! | #DIV/0! | 0.2 | 0 | 0 | #DIV/0! | #DIV/0! | #DIV/0! | #DIV/0! | #DIV/0! | #DIV/0! | #DIV/0! | #DIV/0! | #DIV/0! | #DIV/0! | 0.5 | 0 | 0 | #DIV/0! | #DIV/0! | #DIV/0! | #DIV/0! | #DIV/0! | #DIV/0! | #DIV/0! | #DIV/0! | #DIV/0! | #DIV/0! | 0.81 | 0 | 0 | #DIV/0! | #DIV/0! | #DIV/0! | #DIV/0! | #DIV/0! | #DIV/0! | #DIV/0! | #DIV/0! | #DIV/0! | #DIV/0!
[5 empty] | #DIV/0! | #DIV/0! | #DIV/0! | 0.2 | 0 | 0 | #DIV/0! | #DIV/0! | #DIV/0! | #DIV/0! | #DIV/0! | #DIV/0! | #DIV/0! | #DIV/0! | #DIV/0! | #DIV/0! | 0.5 | 0 | 0 | #DIV/0! | #DIV/0! | #DIV/0! | #DIV/0! | #DIV/0! | #DIV/0! | #DIV/0! | #DIV/0! | #DIV/0! | #DIV/0! | 0.81 | 0 | 0 | #DIV/0! | #DIV/0! | #DIV/0! | #DIV/0! | #DIV/0! | #DIV/0! | #DIV/0! | #DIV/0! | #DIV/0! | #DIV/0!
[5 empty] | #DIV/0! | #DIV/0! | #DIV/0! | 0.2 | 0 | 0 | #DIV/0! | #DIV/0! | #DIV/0! | #DIV/0! | #DIV/0! | #DIV/0! | #DIV/0! | #DIV/0! | #DIV/0! | #DIV/0! | 0.5 | 0 | 0 | #DIV/0! | #DIV/0! | #DIV/0! | #DIV/0! | #DIV/0! | #DIV/0! | #DIV/0! | #DIV/0! | #DIV/0! | #DIV/0! | 0.81 | 0 | 0 | #DIV/0! | #DIV/0! | #DIV/0! | #DIV/0! | #DIV/0! | #DIV/0! | #DIV/0! | #DIV/0! | #DIV/0! | #DIV/0!
[5 empty] | #DIV/0! | #DIV/0! | #DIV/0! | 0.2 | 0 | 0 | #DIV/0! | #DIV/0! | #DIV/0! | #DIV/0! | #DIV/0! | #DIV/0! | #DIV/0! | #DIV/0! | #DIV/0! | #DIV/0! | 0.5 | 0 | 0 | #DIV/0! | #DIV/0! | #DIV/0! | #DIV/0! | #DIV/0! | #DIV/0! | #DIV/0! | #DIV/0! | #DIV/0! | #DIV/0! | 0.81 | 0 | 0 | #DIV/0! | #DIV/0! | #DIV/0! | #DIV/0! | #DIV/0! | #DIV/0! | #DIV/0! | #DIV/0! | #DIV/0! | #DIV/0!
[5 empty] | #DIV/0! | #DIV/0! | #DIV/0! | 0.2 | 0 | 0 | #DIV/0! | #DIV/0! | #DIV/0! | #DIV/0! | #DIV/0! | #DIV/0! | #DIV/0! | #DIV/0! | #DIV/0! | #DIV/0! | 0.5 | 0 | 0 | #DIV/0! | #DIV/0! | #DIV/0! | #DIV/0! | #DIV/0! | #DIV/0! | #DIV/0! | #DIV/0! | #DIV/0! | #DIV/0! | 0.81 | 0 | 0 | #DIV/0! | #DIV/0! | #DIV/0! | #DIV/0! | #DIV/0! | #DIV/0! | #DIV/0! | #DIV/0! | #DIV/0! | #DIV/0!
[5 empty] | #DIV/0! | #DIV/0! | #DIV/0! | 0.2 | 0 | 0 | #DIV/0! | #DIV/0! | #DIV/0! | #DIV/0! | #DIV/0! | #DIV/0! | #DIV/0! | #DIV/0! | #DIV/0! | #DIV/0! | 0.5 | 0 | 0 | #DIV/0! | #DIV/0! | #DIV/0! | #DIV/0! | #DIV/0! | #DIV/0! | #DIV/0! | #DIV/0! | #DIV/0! | #DIV/0! | 0.81 | 0 | 0 | #DIV/0! | #DIV/0! | #DIV/0! | #DIV/0! | #DIV/0! | #DIV/0! | #DIV/0! | #DIV/0! | #DIV/0! | #DIV/0!
[5 empty] | #DIV/0! | #DIV/0! | #DIV/0! | 0.2 | 0 | 0 | #DIV/0! | #DIV/0! | #DIV/0! | #DIV/0! | #DIV/0! | #DIV/0! | #DIV/0! | #DIV/0! | #DIV/0! | #DIV/0! | 0.5 | 0 | 0 | #DIV/0! | #DIV/0! | #DIV/0! | #DIV/0! | #DIV/0! | #DIV/0! | #DIV/0! | #DIV/0! | #DIV/0! | #DIV/0! | 0.81 | 0 | 0 | #DIV/0! | #DIV/0! | #DIV/0! | #DIV/0! | #DIV/0! | #DIV/0! | #DIV/0! | #DIV/0! | #DIV/0! | #DIV/0!
[5 empty] | #DIV/0! | #DIV/0! | #DIV/0! | 0.2 | 0 | 0 | #DIV/0! | #DIV/0! | #DIV/0! | #DIV/0! | #DIV/0! | #DIV/0! | #DIV/0! | #DIV/0! | #DIV/0! | #DIV/0! | 0.5 | 0 | 0 | #DIV/0! | #DIV/0! | #DIV/0! | #DIV/0! | #DIV/0! | #DIV/0! | #DIV/0! | #DIV/0! | #DIV/0! | #DIV/0! | 0.81 | 0 | 0 | #DIV/0! | #DIV/0! | #DIV/0! | #DIV/0! | #DIV/0! | #DIV/0! | #DIV/0! | #DIV/0! | #DIV/0! | #DIV/0!
[5 empty] | #DIV/0! | #DIV/0! | #DIV/0! | 0.2 | 0 | 0 | #DIV/0! | #DIV/0! | #DIV/0! | #DIV/0! | #DIV/0! | #DIV/0! | #DIV/0! | #DIV/0! | #DIV/0! | #DIV/0! | 0.5 | 0 | 0 | #DIV/0! | #DIV/0! | #DIV/0! | #DIV/0! | #DIV/0! | #DIV/0! | #DIV/0! | #DIV/0! | #DIV/0! | #DIV/0! | 0.81 | 0 | 0 | #DIV/0! | #DIV/0! | #DIV/0! | #DIV/0! | #DIV/0! | #DIV/0! | #DIV/0! | #DIV/0! | #DIV/0! | #DIV/0!
[5 empty] | #DIV/0! | #DIV/0! | #DIV/0! | 0.2 | 0 | 0 | #DIV/0! | #DIV/0! | #DIV/0! | #DIV/0! | #DIV/0! | #DIV/0! | #DIV/0! | #DIV/0! | #DIV/0! | #DIV/0! | 0.5 | 0 | 0 | #DIV/0! | #DIV/0! | #DIV/0! | #DIV/0! | #DIV/0! | #DIV/0! | #DIV/0! | #DIV/0! | #DIV/0! | #DIV/0! | 0.81 | 0 | 0 | #DIV/0! | #DIV/0! | #DIV/0! | #DIV/0! | #DIV/0! | #DIV/0! | #DIV/0! | #DIV/0! | #DIV/0! | #DIV/0!
[5 empty] | #DIV/0! | #DIV/0! | #DIV/0! | 0.2 | 0 | 0 | #DIV/0! | #DIV/0! | #DIV/0! | #DIV/0! | #DIV/0! | #DIV/0! | #DIV/0! | #DIV/0! | #DIV/0! | #DIV/0! | 0.5 | 0 | 0 | #DIV/0! | #DIV/0! | #DIV/0! | #DIV/0! | #DIV/0! | #DIV/0! | #DIV/0! | #DIV/0! | #DIV/0! | #DIV/0! | 0.81 | 0 | 0 | #DIV/0! | #DIV/0! | #DIV/0! | #DIV/0! | #DIV/0! | #DIV/0! | #DIV/0! | #DIV/0! | #DIV/0! | #DIV/0!
[5 empty] | #DIV/0! | #DIV/0! | #DIV/0! | 0.2 | 0 | 0 | #DIV/0! | #DIV/0! | #DIV/0! | #DIV/0! | #DIV/0! | #DIV/0! | #DIV/0! | #DIV/0! | #DIV/0! | #DIV/0! | 0.5 | 0 | 0 | #DIV/0! | #DIV/0! | #DIV/0! | #DIV/0! | #DIV/0! | #DIV/0! | #DIV/0! | #DIV/0! | #DIV/0! | #DIV/0! | 0.81 | 0 | 0 | #DIV/0! | #DIV/0! | #DIV/0! | #DIV/0! | #DIV/0! | #DIV/0! | #DIV/0! | #DIV/0! | #DIV/0! | #DIV/0!
[5 empty] | #DIV/0! | #DIV/0! | #DIV/0! | 0.2 | 0 | 0 | #DIV/0! | #DIV/0! | #DIV/0! | #DIV/0! | #DIV/0! | #DIV/0! | #DIV/0! | #DIV/0! | #DIV/0! | #DIV/0! | 0.5 | 0 | 0 | #DIV/0! | #DIV/0! | #DIV/0! | #DIV/0! | #DIV/0! | #DIV/0! | #DIV/0! | #DIV/0! | #DIV/0! | #DIV/0! | 0.81 | 0 | 0 | #DIV/0! | #DIV/0! | #DIV/0! | #DIV/0! | #DIV/0! | #DIV/0! | #DIV/0! | #DIV/0! | #DIV/0! | #DIV/0!
[5 empty] | #DIV/0! | #DIV/0! | #DIV/0! | 0.2 | 0 | 0 | #DIV/0! | #DIV/0! | #DIV/0! | #DIV/0! | #DIV/0! | #DIV/0! | #DIV/0! | #DIV/0! | #DIV/0! | #DIV/0! | 0.5 | 0 | 0 | #DIV/0! | #DIV/0! | #DIV/0! | #DIV/0! | #DIV/0! | #DIV/0! | #DIV/0! | #DIV/0! | #DIV/0! | #DIV/0! | 0.81 | 0 | 0 | #DIV/0! | #DIV/0! | #DIV/0! | #DIV/0! | #DIV/0! | #DIV/0! | #DIV/0! | #DIV/0! | #DIV/0! | #DIV/0!
[5 empty] | #DIV/0! | #DIV/0! | #DIV/0! | 0.2 | 0 | 0 | #DIV/0! | #DIV/0! | #DIV/0! | #DIV/0! | #DIV/0! | #DIV/0! | #DIV/0! | #DIV/0! | #DIV/0! | #DIV/0! | 0.5 | 0 | 0 | #DIV/0! | #DIV/0! | #DIV/0! | #DIV/0! | #DIV/0! | #DIV/0! | #DIV/0! | #DIV/0! | #DIV/0! | #DIV/0! | 0.81 | 0 | 0 | #DIV/0! | #DIV/0! | #DIV/0! | #DIV/0! | #DIV/0! | #DIV/0! | #DIV/0! | #DIV/0! | #DIV/0! | #DIV/0!
[5 empty] | #DIV/0! | #DIV/0! | #DIV/0! | 0.2 | 0 | 0 | #DIV/0! | #DIV/0! | #DIV/0! | #DIV/0! | #DIV/0! | #DIV/0! | #DIV/0! | #DIV/0! | #DIV/0! | #DIV/0! | 0.5 | 0 | 0 | #DIV/0! | #DIV/0! | #DIV/0! | #DIV/0! | #DIV/0! | #DIV/0! | #DIV/0! | #DIV/0! | #DIV/0! | #DIV/0! | 0.81 | 0 | 0 | #DIV/0! | #DIV/0! | #DIV/0! | #DIV/0! | #DIV/0! | #DIV/0! | #DIV/0! | #DIV/0! | #DIV/0! | #DIV/0!
[5 empty] | #DIV/0! | #DIV/0! | #DIV/0! | 0.2 | 0 | 0 | #DIV/0! | #DIV/0! | #DIV/0! | #DIV/0! | #DIV/0! | #DIV/0! | #DIV/0! | #DIV/0! | #DIV/0! | #DIV/0! | 0.5 | 0 | 0 | #DIV/0! | #DIV/0! | #DIV/0! | #DIV/0! | #DIV/0! | #DIV/0! | #DIV/0! | #DIV/0! | #DIV/0! | #DIV/0! | 0.81 | 0 | 0 | #DIV/0! | #DIV/0! | #DIV/0! | #DIV/0! | #DIV/0! | #DIV/0! | #DIV/0! | #DIV/0! | #DIV/0! | #DIV/0!
[5 empty] | #DIV/0! | #DIV/0! | #DIV/0! | 0.2 | 0 | 0 | #DIV/0! | #DIV/0! | #DIV/0! | #DIV/0! | #DIV/0! | #DIV/0! | #DIV/0! | #DIV/0! | #DIV/0! | #DIV/0! | 0.5 | 0 | 0 | #DIV/0! | #DIV/0! | #DIV/0! | #DIV/0! | #DIV/0! | #DIV/0! | #DIV/0! | #DIV/0! | #DIV/0! | #DIV/0! | 0.81 | 0 | 0 | #DIV/0! | #DIV/0! | #DIV/0! | #DIV/0! | #DIV/0! | #DIV/0! | #DIV/0! | #DIV/0! | #DIV/0! | #DIV/0!
[5 empty] | #DIV/0! | #DIV/0! | #DIV/0! | 0.2 | 0 | 0 | #DIV/0! | #DIV/0! | #DIV/0! | #DIV/0! | #DIV/0! | #DIV/0! | #DIV/0! | #DIV/0! | #DIV/0! | #DIV/0! | 0.5 | 0 | 0 | #DIV/0! | #DIV/0! | #DIV/0! | #DIV/0! | #DIV/0! | #DIV/0! | #DIV/0! | #DIV/0! | #DIV/0! | #DIV/0! | 0.81 | 0 | 0 | #DIV/0! | #DIV/0! | #DIV/0! | #DIV/0! | #DIV/0! | #DIV/0! | #DIV/0! | #DIV/0! | #DIV/0! | #DIV/0!
[5 empty] | #DIV/0! | #DIV/0! | #DIV/0! | 0.2 | 0 | 0 | #DIV/0! | #DIV/0! | #DIV/0! | #DIV/0! | #DIV/0! | #DIV/0! | #DIV/0! | #DIV/0! | #DIV/0! | #DIV/0! | 0.5 | 0 | 0 | #DIV/0! | #DIV/0! | #DIV/0! | #DIV/0! | #DIV/0! | #DIV/0! | #DIV/0! | #DIV/0! | #DIV/0! | #DIV/0! | 0.81 | 0 | 0 | #DIV/0! | #DIV/0! | #DIV/0! | #DIV/0! | #DIV/0! | #DIV/0! | #DIV/0! | #DIV/0! | #DIV/0! | #DIV/0!
[5 empty] | #DIV/0! | #DIV/0! | #DIV/0! | 0.2 | 0 | 0 | #DIV/0! | #DIV/0! | #DIV/0! | #DIV/0! | #DIV/0! | #DIV/0! | #DIV/0! | #DIV/0! | #DIV/0! | #DIV/0! | 0.5 | 0 | 0 | #DIV/0! | #DIV/0! | #DIV/0! | #DIV/0! | #DIV/0! | #DIV/0! | #DIV/0! | #DIV/0! | #DIV/0! | #DIV/0! | 0.81 | 0 | 0 | #DIV/0! | #DIV/0! | #DIV/0! | #DIV/0! | #DIV/0! | #DIV/0! | #DIV/0! | #DIV/0! | #DIV/0! | #DIV/0!
[5 empty] | #DIV/0! | #DIV/0! | #DIV/0! | 0.2 | 0 | 0 | #DIV/0! | #DIV/0! | #DIV/0! | #DIV/0! | #DIV/0! | #DIV/0! | #DIV/0! | #DIV/0! | #DIV/0! | #DIV/0! | 0.5 | 0 | 0 | #DIV/0! | #DIV/0! | #DIV/0! | #DIV/0! | #DIV/0! | #DIV/0! | #DIV/0! | #DIV/0! | #DIV/0! | #DIV/0! | 0.81 | 0 | 0 | #DIV/0! | #DIV/0! | #DIV/0! | #DIV/0! | #DIV/0! | #DIV/0! | #DIV/0! | #DIV/0! | #DIV/0! | #DIV/0!
[5 empty] | #DIV/0! | #DIV/0! | #DIV/0! | 0.2 | 0 | 0 | #DIV/0! | #DIV/0! | #DIV/0! | #DIV/0! | #DIV/0! | #DIV/0! | #DIV/0! | #DIV/0! | #DIV/0! | #DIV/0! | 0.5 | 0 | 0 | #DIV/0! | #DIV/0! | #DIV/0! | #DIV/0! | #DIV/0! | #DIV/0! | #DIV/0! | #DIV/0! | #DIV/0! | #DIV/0! | 0.81 | 0 | 0 | #DIV/0! | #DIV/0! | #DIV/0! | #DIV/0! | #DIV/0! | #DIV/0! | #DIV/0! | #DIV/0! | #DIV/0! | #DIV/0!
[5 empty] | #DIV/0! | #DIV/0! | #DIV/0! | 0.2 | 0 | 0 | #DIV/0! | #DIV/0! | #DIV/0! | #DIV/0! | #DIV/0! | #DIV/0! | #DIV/0! | #DIV/0! | #DIV/0! | #DIV/0! | 0.5 | 0 | 0 | #DIV/0! | #DIV/0! | #DIV/0! | #DIV/0! | #DIV/0! | #DIV/0! | #DIV/0! | #DIV/0! | #DIV/0! | #DIV/0! | 0.81 | 0 | 0 | #DIV/0! | #DIV/0! | #DIV/0! | #DIV/0! | #DIV/0! | #DIV/0! | #DIV/0! | #DIV/0! | #DIV/0! | #DIV/0!
[5 empty] | #DIV/0! | #DIV/0! | #DIV/0! | 0.2 | 0 | 0 | #DIV/0! | #DIV/0! | #DIV/0! | #DIV/0! | #DIV/0! | #DIV/0! | #DIV/0! | #DIV/0! | #DIV/0! | #DIV/0! | 0.5 | 0 | 0 | #DIV/0! | #DIV/0! | #DIV/0! | #DIV/0! | #DIV/0! | #DIV/0! | #DIV/0! | #DIV/0! | #DIV/0! | #DIV/0! | 0.81 | 0 | 0 | #DIV/0! | #DIV/0! | #DIV/0! | #DIV/0! | #DIV/0! | #DIV/0! | #DIV/0! | #DIV/0! | #DIV/0! | #DIV/0!
[5 empty] | #DIV/0! | #DIV/0! | #DIV/0! | 0.2 | 0 | 0 | #DIV/0! | #DIV/0! | #DIV/0! | #DIV/0! | #DIV/0! | #DIV/0! | #DIV/0! | #DIV/0! | #DIV/0! | #DIV/0! | 0.5 | 0 | 0 | #DIV/0! | #DIV/0! | #DIV/0! | #DIV/0! | #DIV/0! | #DIV/0! | #DIV/0! | #DIV/0! | #DIV/0! | #DIV/0! | 0.81 | 0 | 0 | #DIV/0! | #DIV/0! | #DIV/0! | #DIV/0! | #DIV/0! | #DIV/0! | #DIV/0! | #DIV/0! | #DIV/0! | #DIV/0!
[5 empty] | #DIV/0! | #DIV/0! | #DIV/0! | 0.2 | 0 | 0 | #DIV/0! | #DIV/0! | #DIV/0! | #DIV/0! | #DIV/0! | #DIV/0! | #DIV/0! | #DIV/0! | #DIV/0! | #DIV/0! | 0.5 | 0 | 0 | #DIV/0! | #DIV/0! | #DIV/0! | #DIV/0! | #DIV/0! | #DIV/0! | #DIV/0! | #DIV/0! | #DIV/0! | #DIV/0! | 0.81 | 0 | 0 | #DIV/0! | #DIV/0! | #DIV/0! | #DIV/0! | #DIV/0! | #DIV/0! | #DIV/0! | #DIV/0! | #DIV/0! | #DIV/0!
[5 empty] | #DIV/0! | #DIV/0! | #DIV/0! | 0.2 | 0 | 0 | #DIV/0! | #DIV/0! | #DIV/0! | #DIV/0! | #DIV/0! | #DIV/0! | #DIV/0! | #DIV/0! | #DIV/0! | #DIV/0! | 0.5 | 0 | 0 | #DIV/0! | #DIV/0! | #DIV/0! | #DIV/0! | #DIV/0! | #DIV/0! | #DIV/0! | #DIV/0! | #DIV/0! | #DIV/0! | 0.81 | 0 | 0 | #DIV/0! | #DIV/0! | #DIV/0! | #DIV/0! | #DIV/0! | #DIV/0! | #DIV/0! | #DIV/0! | #DIV/0! | #DIV/0!
[5 empty] | #DIV/0! | #DIV/0! | #DIV/0! | 0.2 | 0 | 0 | #DIV/0! | #DIV/0! | #DIV/0! | #DIV/0! | #DIV/0! | #DIV/0! | #DIV/0! | #DIV/0! | #DIV/0! | #DIV/0! | 0.5 | 0 | 0 | #DIV/0! | #DIV/0! | #DIV/0! | #DIV/0! | #DIV/0! | #DIV/0! | #DIV/0! | #DIV/0! | #DIV/0! | #DIV/0! | 0.81 | 0 | 0 | #DIV/0! | #DIV/0! | #DIV/0! | #DIV/0! | #DIV/0! | #DIV/0! | #DIV/0! | #DIV/0! | #DIV/0! | #DIV/0!
[5 empty] | #DIV/0! | #DIV/0! | #DIV/0! | 0.2 | 0 | 0 | #DIV/0! | #DIV/0! | #DIV/0! | #DIV/0! | #DIV/0! | #DIV/0! | #DIV/0! | #DIV/0! | #DIV/0! | #DIV/0! | 0.5 | 0 | 0 | #DIV/0! | #DIV/0! | #DIV/0! | #DIV/0! | #DIV/0! | #DIV/0! | #DIV/0! | #DIV/0! | #DIV/0! | #DIV/0! | 0.81 | 0 | 0 | #DIV/0! | #DIV/0! | #DIV/0! | #DIV/0! | #DIV/0! | #DIV/0! | #DIV/0! | #DIV/0! | #DIV/0! | #DIV/0!
[5 empty] | #DIV/0! | #DIV/0! | #DIV/0! | 0.2 | 0 | 0 | #DIV/0! | #DIV/0! | #DIV/0! | #DIV/0! | #DIV/0! | #DIV/0! | #DIV/0! | #DIV/0! | #DIV/0! | #DIV/0! | 0.5 | 0 | 0 | #DIV/0! | #DIV/0! | #DIV/0! | #DIV/0! | #DIV/0! | #DIV/0! | #DIV/0! | #DIV/0! | #DIV/0! | #DIV/0! | 0.81 | 0 | 0 | #DIV/0! | #DIV/0! | #DIV/0! | #DIV/0! | #DIV/0! | #DIV/0! | #DIV/0! | #DIV/0! | #DIV/0! | #DIV/0!
[5 empty] | #DIV/0! | #DIV/0! | #DIV/0! | 0.2 | 0 | 0 | #DIV/0! | #DIV/0! | #DIV/0! | #DIV/0! | #DIV/0! | #DIV/0! | #DIV/0! | #DIV/0! | #DIV/0! | #DIV/0! | 0.5 | 0 | 0 | #DIV/0! | #DIV/0! | #DIV/0! | #DIV/0! | #DIV/0! | #DIV/0! | #DIV/0! | #DIV/0! | #DIV/0! | #DIV/0! | 0.81 | 0 | 0 | #DIV/0! | #DIV/0! | #DIV/0! | #DIV/0! | #DIV/0! | #DIV/0! | #DIV/0! | #DIV/0! | #DIV/0! | #DIV/0!
[5 empty] | #DIV/0! | #DIV/0! | #DIV/0! | 0.2 | 0 | 0 | #DIV/0! | #DIV/0! | #DIV/0! | #DIV/0! | #DIV/0! | #DIV/0! | #DIV/0! | #DIV/0! | #DIV/0! | #DIV/0! | 0.5 | 0 | 0 | #DIV/0! | #DIV/0! | #DIV/0! | #DIV/0! | #DIV/0! | #DIV/0! | #DIV/0! | #DIV/0! | #DIV/0! | #DIV/0! | 0.81 | 0 | 0 | #DIV/0! | #DIV/0! | #DIV/0! | #DIV/0! | #DIV/0! | #DIV/0! | #DIV/0! | #DIV/0! | #DIV/0! | #DIV/0!
[5 empty] | #DIV/0! | #DIV/0! | #DIV/0! | 0.2 | 0 | 0 | #DIV/0! | #DIV/0! | #DIV/0! | #DIV/0! | #DIV/0! | #DIV/0! | #DIV/0! | #DIV/0! | #DIV/0! | #DIV/0! | 0.5 | 0 | 0 | #DIV/0! | #DIV/0! | #DIV/0! | #DIV/0! | #DIV/0! | #DIV/0! | #DIV/0! | #DIV/0! | #DIV/0! | #DIV/0! | 0.81 | 0 | 0 | #DIV/0! | #DIV/0! | #DIV/0! | #DIV/0! | #DIV/0! | #DIV/0! | #DIV/0! | #DIV/0! | #DIV/0! | #DIV/0!
[5 empty] | #DIV/0! | #DIV/0! | #DIV/0! | 0.2 | 0 | 0 | #DIV/0! | #DIV/0! | #DIV/0! | #DIV/0! | #DIV/0! | #DIV/0! | #DIV/0! | #DIV/0! | #DIV/0! | #DIV/0! | 0.5 | 0 | 0 | #DIV/0! | #DIV/0! | #DIV/0! | #DIV/0! | #DIV/0! | #DIV/0! | #DIV/0! | #DIV/0! | #DIV/0! | #DIV/0! | 0.81 | 0 | 0 | #DIV/0! | #DIV/0! | #DIV/0! | #DIV/0! | #DIV/0! | #DIV/0! | #DIV/0! | #DIV/0! | #DIV/0! | #DIV/0!
[5 empty] | #DIV/0! | #DIV/0! | #DIV/0! | 0.2 | 0 | 0 | #DIV/0! | #DIV/0! | #DIV/0! | #DIV/0! | #DIV/0! | #DIV/0! | #DIV/0! | #DIV/0! | #DIV/0! | #DIV/0! | 0.5 | 0 | 0 | #DIV/0! | #DIV/0! | #DIV/0! | #DIV/0! | #DIV/0! | #DIV/0! | #DIV/0! | #DIV/0! | #DIV/0! | #DIV/0! | 0.81 | 0 | 0 | #DIV/0! | #DIV/0! | #DIV/0! | #DIV/0! | #DIV/0! | #DIV/0! | #DIV/0! | #DIV/0! | #DIV/0! | #DIV/0!
[5 empty] | #DIV/0! | #DIV/0! | #DIV/0! | 0.2 | 0 | 0 | #DIV/0! | #DIV/0! | #DIV/0! | #DIV/0! | #DIV/0! | #DIV/0! | #DIV/0! | #DIV/0! | #DIV/0! | #DIV/0! | 0.5 | 0 | 0 | #DIV/0! | #DIV/0! | #DIV/0! | #DIV/0! | #DIV/0! | #DIV/0! | #DIV/0! | #DIV/0! | #DIV/0! | #DIV/0! | 0.81 | 0 | 0 | #DIV/0! | #DIV/0! | #DIV/0! | #DIV/0! | #DIV/0! | #DIV/0! | #DIV/0! | #DIV/0! | #DIV/0! | #DIV/0!
[5 empty] | #DIV/0! | #DIV/0! | #DIV/0! | 0.2 | 0 | 0 | #DIV/0! | #DIV/0! | #DIV/0! | #DIV/0! | #DIV/0! | #DIV/0! | #DIV/0! | #DIV/0! | #DIV/0! | #DIV/0! | 0.5 | 0 | 0 | #DIV/0! | #DIV/0! | #DIV/0! | #DIV/0! | #DIV/0! | #DIV/0! | #DIV/0! | #DIV/0! | #DIV/0! | #DIV/0! | 0.81 | 0 | 0 | #DIV/0! | #DIV/0! | #DIV/0! | #DIV/0! | #DIV/0! | #DIV/0! | #DIV/0! | #DIV/0! | #DIV/0! | #DIV/0!
[5 empty] | #DIV/0! | #DIV/0! | #DIV/0! | 0.2 | 0 | 0 | #DIV/0! | #DIV/0! | #DIV/0! | #DIV/0! | #DIV/0! | #DIV/0! | #DIV/0! | #DIV/0! | #DIV/0! | #DIV/0! | 0.5 | 0 | 0 | #DIV/0! | #DIV/0! | #DIV/0! | #DIV/0! | #DIV/0! | #DIV/0! | #DIV/0! | #DIV/0! | #DIV/0! | #DIV/0! | 0.81 | 0 | 0 | #DIV/0! | #DIV/0! | #DIV/0! | #DIV/0! | #DIV/0! | #DIV/0! | #DIV/0! | #DIV/0! | #DIV/0! | #DIV/0!
[5 empty] | #DIV/0! | #DIV/0! | #DIV/0! | 0.2 | 0 | 0 | #DIV/0! | #DIV/0! | #DIV/0! | #DIV/0! | #DIV/0! | #DIV/0! | #DIV/0! | #DIV/0! | #DIV/0! | #DIV/0! | 0.5 | 0 | 0 | #DIV/0! | #DIV/0! | #DIV/0! | #DIV/0! | #DIV/0! | #DIV/0! | #DIV/0! | #DIV/0! | #DIV/0! | #DIV/0! | 0.81 | 0 | 0 | #DIV/0! | #DIV/0! | #DIV/0! | #DIV/0! | #DIV/0! | #DIV/0! | #DIV/0! | #DIV/0! | #DIV/0! | #DIV/0!
[5 empty] | #DIV/0! | #DIV/0! | #DIV/0! | 0.2 | 0 | 0 | #DIV/0! | #DIV/0! | #DIV/0! | #DIV/0! | #DIV/0! | #DIV/0! | #DIV/0! | #DIV/0! | #DIV/0! | #DIV/0! | 0.5 | 0 | 0 | #DIV/0! | #DIV/0! | #DIV/0! | #DIV/0! | #DIV/0! | #DIV/0! | #DIV/0! | #DIV/0! | #DIV/0! | #DIV/0! | 0.81 | 0 | 0 | #DIV/0! | #DIV/0! | #DIV/0! | #DIV/0! | #DIV/0! | #DIV/0! | #DIV/0! | #DIV/0! | #DIV/0! | #DIV/0!
[5 empty] | #DIV/0! | #DIV/0! | #DIV/0! | 0.2 | 0 | 0 | #DIV/0! | #DIV/0! | #DIV/0! | #DIV/0! | #DIV/0! | #DIV/0! | #DIV/0! | #DIV/0! | #DIV/0! | #DIV/0! | 0.5 | 0 | 0 | #DIV/0! | #DIV/0! | #DIV/0! | #DIV/0! | #DIV/0! | #DIV/0! | #DIV/0! | #DIV/0! | #DIV/0! | #DIV/0! | 0.81 | 0 | 0 | #DIV/0! | #DIV/0! | #DIV/0! | #DIV/0! | #DIV/0! | #DIV/0! | #DIV/0! | #DIV/0! | #DIV/0! | #DIV/0!
[5 empty] | #DIV/0! | #DIV/0! | #DIV/0! | 0.2 | 0 | 0 | #DIV/0! | #DIV/0! | #DIV/0! | #DIV/0! | #DIV/0! | #DIV/0! | #DIV/0! | #DIV/0! | #DIV/0! | #DIV/0! | 0.5 | 0 | 0 | #DIV/0! | #DIV/0! | #DIV/0! | #DIV/0! | #DIV/0! | #DIV/0! | #DIV/0! | #DIV/0! | #DIV/0! | #DIV/0! | 0.81 | 0 | 0 | #DIV/0! | #DIV/0! | #DIV/0! | #DIV/0! | #DIV/0! | #DIV/0! | #DIV/0! | #DIV/0! | #DIV/0! | #DIV/0!
[5 empty] | #DIV/0! | #DIV/0! | #DIV/0! | 0.2 | 0 | 0 | #DIV/0! | #DIV/0! | #DIV/0! | #DIV/0! | #DIV/0! | #DIV/0! | #DIV/0! | #DIV/0! | #DIV/0! | #DIV/0! | 0.5 | 0 | 0 | #DIV/0! | #DIV/0! | #DIV/0! | #DIV/0! | #DIV/0! | #DIV/0! | #DIV/0! | #DIV/0! | #DIV/0! | #DIV/0! | 0.81 | 0 | 0 | #DIV/0! | #DIV/0! | #DIV/0! | #DIV/0! | #DIV/0! | #DIV/0! | #DIV/0! | #DIV/0! | #DIV/0! | #DIV/0!
[5 empty] | #DIV/0! | #DIV/0! | #DIV/0! | 0.2 | 0 | 0 | #DIV/0! | #DIV/0! | #DIV/0! | #DIV/0! | #DIV/0! | #DIV/0! | #DIV/0! | #DIV/0! | #DIV/0! | #DIV/0! | 0.5 | 0 | 0 | #DIV/0! | #DIV/0! | #DIV/0! | #DIV/0! | #DIV/0! | #DIV/0! | #DIV/0! | #DIV/0! | #DIV/0! | #DIV/0! | 0.81 | 0 | 0 | #DIV/0! | #DIV/0! | #DIV/0! | #DIV/0! | #DIV/0! | #DIV/0! | #DIV/0! | #DIV/0! | #DIV/0! | #DIV/0!
[5 empty] | #DIV/0! | #DIV/0! | #DIV/0! | 0.2 | 0 | 0 | #DIV/0! | #DIV/0! | #DIV/0! | #DIV/0! | #DIV/0! | #DIV/0! | #DIV/0! | #DIV/0! | #DIV/0! | #DIV/0! | 0.5 | 0 | 0 | #DIV/0! | #DIV/0! | #DIV/0! | #DIV/0! | #DIV/0! | #DIV/0! | #DIV/0! | #DIV/0! | #DIV/0! | #DIV/0! | 0.81 | 0 | 0 | #DIV/0! | #DIV/0! | #DIV/0! | #DIV/0! | #DIV/0! | #DIV/0! | #DIV/0! | #DIV/0! | #DIV/0! | #DIV/0!
[5 empty] | #DIV/0! | #DIV/0! | #DIV/0! | 0.2 | 0 | 0 | #DIV/0! | #DIV/0! | #DIV/0! | #DIV/0! | #DIV/0! | #DIV/0! | #DIV/0! | #DIV/0! | #DIV/0! | #DIV/0! | 0.5 | 0 | 0 | #DIV/0! | #DIV/0! | #DIV/0! | #DIV/0! | #DIV/0! | #DIV/0! | #DIV/0! | #DIV/0! | #DIV/0! | #DIV/0! | 0.81 | 0 | 0 | #DIV/0! | #DIV/0! | #DIV/0! | #DIV/0! | #DIV/0! | #DIV/0! | #DIV/0! | #DIV/0! | #DIV/0! | #DIV/0!
[5 empty] | #DIV/0! | #DIV/0! | #DIV/0! | 0.2 | 0 | 0 | #DIV/0! | #DIV/0! | #DIV/0! | #DIV/0! | #DIV/0! | #DIV/0! | #DIV/0! | #DIV/0! | #DIV/0! | #DIV/0! | 0.5 | 0 | 0 | #DIV/0! | #DIV/0! | #DIV/0! | #DIV/0! | #DIV/0! | #DIV/0! | #DIV/0! | #DIV/0! | #DIV/0! | #DIV/0! | 0.81 | 0 | 0 | #DIV/0! | #DIV/0! | #DIV/0! | #DIV/0! | #DIV/0! | #DIV/0! | #DIV/0! | #DIV/0! | #DIV/0! | #DIV/0!
[5 empty] | #DIV/0! | #DIV/0! | #DIV/0! | 0.2 | 0 | 0 | #DIV/0! | #DIV/0! | #DIV/0! | #DIV/0! | #DIV/0! | #DIV/0! | #DIV/0! | #DIV/0! | #DIV/0! | #DIV/0! | 0.5 | 0 | 0 | #DIV/0! | #DIV/0! | #DIV/0! | #DIV/0! | #DIV/0! | #DIV/0! | #DIV/0! | #DIV/0! | #DIV/0! | #DIV/0! | 0.81 | 0 | 0 | #DIV/0! | #DIV/0! | #DIV/0! | #DIV/0! | #DIV/0! | #DIV/0! | #DIV/0! | #DIV/0! | #DIV/0! | #DIV/0!
[5 empty] | #DIV/0! | #DIV/0! | #DIV/0! | 0.2 | 0 | 0 | #DIV/0! | #DIV/0! | #DIV/0! | #DIV/0! | #DIV/0! | #DIV/0! | #DIV/0! | #DIV/0! | #DIV/0! | #DIV/0! | 0.5 | 0 | 0 | #DIV/0! | #DIV/0! | #DIV/0! | #DIV/0! | #DIV/0! | #DIV/0! | #DIV/0! | #DIV/0! | #DIV/0! | #DIV/0! | 0.81 | 0 | 0 | #DIV/0! | #DIV/0! | #DIV/0! | #DIV/0! | #DIV/0! | #DIV/0! | #DIV/0! | #DIV/0! | #DIV/0! | #DIV/0!
[5 empty] | #DIV/0! | #DIV/0! | #DIV/0! | 0.2 | 0 | 0 | #DIV/0! | #DIV/0! | #DIV/0! | #DIV/0! | #DIV/0! | #DIV/0! | #DIV/0! | #DIV/0! | #DIV/0! | #DIV/0! | 0.5 | 0 | 0 | #DIV/0! | #DIV/0! | #DIV/0! | #DIV/0! | #DIV/0! | #DIV/0! | #DIV/0! | #DIV/0! | #DIV/0! | #DIV/0! | 0.81 | 0 | 0 | #DIV/0! | #DIV/0! | #DIV/0! | #DIV/0! | #DIV/0! | #DIV/0! | #DIV/0! | #DIV/0! | #DIV/0! | #DIV/0!
[5 empty] | #DIV/0! | #DIV/0! | #DIV/0! | 0.2 | 0 | 0 | #DIV/0! | #DIV/0! | #DIV/0! | #DIV/0! | #DIV/0! | #DIV/0! | #DIV/0! | #DIV/0! | #DIV/0! | #DIV/0! | 0.5 | 0 | 0 | #DIV/0! | #DIV/0! | #DIV/0! | #DIV/0! | #DIV/0! | #DIV/0! | #DIV/0! | #DIV/0! | #DIV/0! | #DIV/0! | 0.81 | 0 | 0 | #DIV/0! | #DIV/0! | #DIV/0! | #DIV/0! | #DIV/0! | #DIV/0! | #DIV/0! | #DIV/0! | #DIV/0! | #DIV/0!
[5 empty] | #DIV/0! | #DIV/0! | #DIV/0! | 0.2 | 0 | 0 | #DIV/0! | #DIV/0! | #DIV/0! | #DIV/0! | #DIV/0! | #DIV/0! | #DIV/0! | #DIV/0! | #DIV/0! | #DIV/0! | 0.5 | 0 | 0 | #DIV/0! | #DIV/0! | #DIV/0! | #DIV/0! | #DIV/0! | #DIV/0! | #DIV/0! | #DIV/0! | #DIV/0! | #DIV/0! | 0.81 | 0 | 0 | #DIV/0! | #DIV/0! | #DIV/0! | #DIV/0! | #DIV/0! | #DIV/0! | #DIV/0! | #DIV/0! | #DIV/0! | #DIV/0!
[5 empty] | #DIV/0! | #DIV/0! | #DIV/0! | 0.2 | 0 | 0 | #DIV/0! | #DIV/0! | #DIV/0! | #DIV/0! | #DIV/0! | #DIV/0! | #DIV/0! | #DIV/0! | #DIV/0! | #DIV/0! | 0.5 | 0 | 0 | #DIV/0! | #DIV/0! | #DIV/0! | #DIV/0! | #DIV/0! | #DIV/0! | #DIV/0! | #DIV/0! | #DIV/0! | #DIV/0! | 0.81 | 0 | 0 | #DIV/0! | #DIV/0! | #DIV/0! | #DIV/0! | #DIV/0! | #DIV/0! | #DIV/0! | #DIV/0! | #DIV/0! | #DIV/0!
[5 empty] | #DIV/0! | #DIV/0! | #DIV/0! | 0.2 | 0 | 0 | #DIV/0! | #DIV/0! | #DIV/0! | #DIV/0! | #DIV/0! | #DIV/0! | #DIV/0! | #DIV/0! | #DIV/0! | #DIV/0! | 0.5 | 0 | 0 | #DIV/0! | #DIV/0! | #DIV/0! | #DIV/0! | #DIV/0! | #DIV/0! | #DIV/0! | #DIV/0! | #DIV/0! | #DIV/0! | 0.81 | 0 | 0 | #DIV/0! | #DIV/0! | #DIV/0! | #DIV/0! | #DIV/0! | #DIV/0! | #DIV/0! | #DIV/0! | #DIV/0! | #DIV/0!
[5 empty] | #DIV/0! | #DIV/0! | #DIV/0! | 0.2 | 0 | 0 | #DIV/0! | #DIV/0! | #DIV/0! | #DIV/0! | #DIV/0! | #DIV/0! | #DIV/0! | #DIV/0! | #DIV/0! | #DIV/0! | 0.5 | 0 | 0 | #DIV/0! | #DIV/0! | #DIV/0! | #DIV/0! | #DIV/0! | #DIV/0! | #DIV/0! | #DIV/0! | #DIV/0! | #DIV/0! | 0.81 | 0 | 0 | #DIV/0! | #DIV/0! | #DIV/0! | #DIV/0! | #DIV/0! | #DIV/0! | #DIV/0! | #DIV/0! | #DIV/0! | #DIV/0!
[5 empty] | #DIV/0! | #DIV/0! | #DIV/0! | 0.2 | 0 | 0 | #DIV/0! | #DIV/0! | #DIV/0! | #DIV/0! | #DIV/0! | #DIV/0! | #DIV/0! | #DIV/0! | #DIV/0! | #DIV/0! | 0.5 | 0 | 0 | #DIV/0! | #DIV/0! | #DIV/0! | #DIV/0! | #DIV/0! | #DIV/0! | #DIV/0! | #DIV/0! | #DIV/0! | #DIV/0! | 0.81 | 0 | 0 | #DIV/0! | #DIV/0! | #DIV/0! | #DIV/0! | #DIV/0! | #DIV/0! | #DIV/0! | #DIV/0! | #DIV/0! | #DIV/0!
[5 empty] | #DIV/0! | #DIV/0! | #DIV/0! | 0.2 | 0 | 0 | #DIV/0! | #DIV/0! | #DIV/0! | #DIV/0! | #DIV/0! | #DIV/0! | #DIV/0! | #DIV/0! | #DIV/0! | #DIV/0! | 0.5 | 0 | 0 | #DIV/0! | #DIV/0! | #DIV/0! | #DIV/0! | #DIV/0! | #DIV/0! | #DIV/0! | #DIV/0! | #DIV/0! | #DIV/0! | 0.81 | 0 | 0 | #DIV/0! | #DIV/0! | #DIV/0! | #DIV/0! | #DIV/0! | #DIV/0! | #DIV/0! | #DIV/0! | #DIV/0! | #DIV/0!
[5 empty] | #DIV/0! | #DIV/0! | #DIV/0! | 0.2 | 0 | 0 | #DIV/0! | #DIV/0! | #DIV/0! | #DIV/0! | #DIV/0! | #DIV/0! | #DIV/0! | #DIV/0! | #DIV/0! | #DIV/0! | 0.5 | 0 | 0 | #DIV/0! | #DIV/0! | #DIV/0! | #DIV/0! | #DIV/0! | #DIV/0! | #DIV/0! | #DIV/0! | #DIV/0! | #DIV/0! | 0.81 | 0 | 0 | #DIV/0! | #DIV/0! | #DIV/0! | #DIV/0! | #DIV/0! | #DIV/0! | #DIV/0! | #DIV/0! | #DIV/0! | #DIV/0!
[5 empty] | #DIV/0! | #DIV/0! | #DIV/0! | 0.2 | 0 | 0 | #DIV/0! | #DIV/0! | #DIV/0! | #DIV/0! | #DIV/0! | #DIV/0! | #DIV/0! | #DIV/0! | #DIV/0! | #DIV/0! | 0.5 | 0 | 0 | #DIV/0! | #DIV/0! | #DIV/0! | #DIV/0! | #DIV/0! | #DIV/0! | #DIV/0! | #DIV/0! | #DIV/0! | #DIV/0! | 0.81 | 0 | 0 | #DIV/0! | #DIV/0! | #DIV/0! | #DIV/0! | #DIV/0! | #DIV/0! | #DIV/0! | #DIV/0! | #DIV/0! | #DIV/0!
[5 empty] | #DIV/0! | #DIV/0! | #DIV/0! | 0.2 | 0 | 0 | #DIV/0! | #DIV/0! | #DIV/0! | #DIV/0! | #DIV/0! | #DIV/0! | #DIV/0! | #DIV/0! | #DIV/0! | #DIV/0! | 0.5 | 0 | 0 | #DIV/0! | #DIV/0! | #DIV/0! | #DIV/0! | #DIV/0! | #DIV/0! | #DIV/0! | #DIV/0! | #DIV/0! | #DIV/0! | 0.81 | 0 | 0 | #DIV/0! | #DIV/0! | #DIV/0! | #DIV/0! | #DIV/0! | #DIV/0! | #DIV/0! | #DIV/0! | #DIV/0! | #DIV/0!
[5 empty] | #DIV/0! | #DIV/0! | #DIV/0! | 0.2 | 0 | 0 | #DIV/0! | #DIV/0! | #DIV/0! | #DIV/0! | #DIV/0! | #DIV/0! | #DIV/0! | #DIV/0! | #DIV/0! | #DIV/0! | 0.5 | 0 | 0 | #DIV/0! | #DIV/0! | #DIV/0! | #DIV/0! | #DIV/0! | #DIV/0! | #DIV/0! | #DIV/0! | #DIV/0! | #DIV/0! | 0.81 | 0 | 0 | #DIV/0! | #DIV/0! | #DIV/0! | #DIV/0! | #DIV/0! | #DIV/0! | #DIV/0! | #DIV/0! | #DIV/0! | #DIV/0!
[5 empty] | #DIV/0! | #DIV/0! | #DIV/0! | 0.2 | 0 | 0 | #DIV/0! | #DIV/0! | #DIV/0! | #DIV/0! | #DIV/0! | #DIV/0! | #DIV/0! | #DIV/0! | #DIV/0! | #DIV/0! | 0.5 | 0 | 0 | #DIV/0! | #DIV/0! | #DIV/0! | #DIV/0! | #DIV/0! | #DIV/0! | #DIV/0! | #DIV/0! | #DIV/0! | #DIV/0! | 0.81 | 0 | 0 | #DIV/0! | #DIV/0! | #DIV/0! | #DIV/0! | #DIV/0! | #DIV/0! | #DIV/0! | #DIV/0! | #DIV/0! | #DIV/0!
[5 empty] | #DIV/0! | #DIV/0! | #DIV/0! | 0.2 | 0 | 0 | #DIV/0! | #DIV/0! | #DIV/0! | #DIV/0! | #DIV/0! | #DIV/0! | #DIV/0! | #DIV/0! | #DIV/0! | #DIV/0! | 0.5 | 0 | 0 | #DIV/0! | #DIV/0! | #DIV/0! | #DIV/0! | #DIV/0! | #DIV/0! | #DIV/0! | #DIV/0! | #DIV/0! | #DIV/0! | 0.81 | 0 | 0 | #DIV/0! | #DIV/0! | #DIV/0! | #DIV/0! | #DIV/0! | #DIV/0! | #DIV/0! | #DIV/0! | #DIV/0! | #DIV/0!
[5 empty] | #DIV/0! | #DIV/0! | #DIV/0! | 0.2 | 0 | 0 | #DIV/0! | #DIV/0! | #DIV/0! | #DIV/0! | #DIV/0! | #DIV/0! | #DIV/0! | #DIV/0! | #DIV/0! | #DIV/0! | 0.5 | 0 | 0 | #DIV/0! | #DIV/0! | #DIV/0! | #DIV/0! | #DIV/0! | #DIV/0! | #DIV/0! | #DIV/0! | #DIV/0! | #DIV/0! | 0.81 | 0 | 0 | #DIV/0! | #DIV/0! | #DIV/0! | #DIV/0! | #DIV/0! | #DIV/0! | #DIV/0! | #DIV/0! | #DIV/0! | #DIV/0!
[5 empty] | #DIV/0! | #DIV/0! | #DIV/0! | 0.2 | 0 | 0 | #DIV/0! | #DIV/0! | #DIV/0! | #DIV/0! | #DIV/0! | #DIV/0! | #DIV/0! | #DIV/0! | #DIV/0! | #DIV/0! | 0.5 | 0 | 0 | #DIV/0! | #DIV/0! | #DIV/0! | #DIV/0! | #DIV/0! | #DIV/0! | #DIV/0! | #DIV/0! | #DIV/0! | #DIV/0! | 0.81 | 0 | 0 | #DIV/0! | #DIV/0! | #DIV/0! | #DIV/0! | #DIV/0! | #DIV/0! | #DIV/0! | #DIV/0! | #DIV/0! | #DIV/0!
[5 empty] | #DIV/0! | #DIV/0! | #DIV/0! | 0.2 | 0 | 0 | #DIV/0! | #DIV/0! | #DIV/0! | #DIV/0! | #DIV/0! | #DIV/0! | #DIV/0! | #DIV/0! | #DIV/0! | #DIV/0! | 0.5 | 0 | 0 | #DIV/0! | #DIV/0! | #DIV/0! | #DIV/0! | #DIV/0! | #DIV/0! | #DIV/0! | #DIV/0! | #DIV/0! | #DIV/0! | 0.81 | 0 | 0 | #DIV/0! | #DIV/0! | #DIV/0! | #DIV/0! | #DIV/0! | #DIV/0! | #DIV/0! | #DIV/0! | #DIV/0! | #DIV/0!
[5 empty] | #DIV/0! | #DIV/0! | #DIV/0! | 0.2 | 0 | 0 | #DIV/0! | #DIV/0! | #DIV/0! | #DIV/0! | #DIV/0! | #DIV/0! | #DIV/0! | #DIV/0! | #DIV/0! | #DIV/0! | 0.5 | 0 | 0 | #DIV/0! | #DIV/0! | #DIV/0! | #DIV/0! | #DIV/0! | #DIV/0! | #DIV/0! | #DIV/0! | #DIV/0! | #DIV/0! | 0.81 | 0 | 0 | #DIV/0! | #DIV/0! | #DIV/0! | #DIV/0! | #DIV/0! | #DIV/0! | #DIV/0! | #DIV/0! | #DIV/0! | #DIV/0!
[5 empty] | #DIV/0! | #DIV/0! | #DIV/0! | 0.2 | 0 | 0 | #DIV/0! | #DIV/0! | #DIV/0! | #DIV/0! | #DIV/0! | #DIV/0! | #DIV/0! | #DIV/0! | #DIV/0! | #DIV/0! | 0.5 | 0 | 0 | #DIV/0! | #DIV/0! | #DIV/0! | #DIV/0! | #DIV/0! | #DIV/0! | #DIV/0! | #DIV/0! | #DIV/0! | #DIV/0! | 0.81 | 0 | 0 | #DIV/0! | #DIV/0! | #DIV/0! | #DIV/0! | #DIV/0! | #DIV/0! | #DIV/0! | #DIV/0! | #DIV/0! | #DIV/0!
[5 empty] | #DIV/0! | #DIV/0! | #DIV/0! | 0.2 | 0 | 0 | #DIV/0! | #DIV/0! | #DIV/0! | #DIV/0! | #DIV/0! | #DIV/0! | #DIV/0! | #DIV/0! | #DIV/0! | #DIV/0! | 0.5 | 0 | 0 | #DIV/0! | #DIV/0! | #DIV/0! | #DIV/0! | #DIV/0! | #DIV/0! | #DIV/0! | #DIV/0! | #DIV/0! | #DIV/0! | 0.81 | 0 | 0 | #DIV/0! | #DIV/0! | #DIV/0! | #DIV/0! | #DIV/0! | #DIV/0! | #DIV/0! | #DIV/0! | #DIV/0! | #DIV/0!
[5 empty] | #DIV/0! | #DIV/0! | #DIV/0! | 0.2 | 0 | 0 | #DIV/0! | #DIV/0! | #DIV/0! | #DIV/0! | #DIV/0! | #DIV/0! | #DIV/0! | #DIV/0! | #DIV/0! | #DIV/0! | 0.5 | 0 | 0 | #DIV/0! | #DIV/0! | #DIV/0! | #DIV/0! | #DIV/0! | #DIV/0! | #DIV/0! | #DIV/0! | #DIV/0! | #DIV/0! | 0.81 | 0 | 0 | #DIV/0! | #DIV/0! | #DIV/0! | #DIV/0! | #DIV/0! | #DIV/0! | #DIV/0! | #DIV/0! | #DIV/0! | #DIV/0!
[5 empty] | #DIV/0! | #DIV/0! | #DIV/0! | 0.2 | 0 | 0 | #DIV/0! | #DIV/0! | #DIV/0! | #DIV/0! | #DIV/0! | #DIV/0! | #DIV/0! | #DIV/0! | #DIV/0! | #DIV/0! | 0.5 | 0 | 0 | #DIV/0! | #DIV/0! | #DIV/0! | #DIV/0! | #DIV/0! | #DIV/0! | #DIV/0! | #DIV/0! | #DIV/0! | #DIV/0! | 0.81 | 0 | 0 | #DIV/0! | #DIV/0! | #DIV/0! | #DIV/0! | #DIV/0! | #DIV/0! | #DIV/0! | #DIV/0! | #DIV/0! | #DIV/0!
[5 empty] | #DIV/0! | #DIV/0! | #DIV/0! | 0.2 | 0 | 0 | #DIV/0! | #DIV/0! | #DIV/0! | #DIV/0! | #DIV/0! | #DIV/0! | #DIV/0! | #DIV/0! | #DIV/0! | #DIV/0! | 0.5 | 0 | 0 | #DIV/0! | #DIV/0! | #DIV/0! | #DIV/0! | #DIV/0! | #DIV/0! | #DIV/0! | #DIV/0! | #DIV/0! | #DIV/0! | 0.81 | 0 | 0 | #DIV/0! | #DIV/0! | #DIV/0! | #DIV/0! | #DIV/0! | #DIV/0! | #DIV/0! | #DIV/0! | #DIV/0! | #DIV/0!
[5 empty] | #DIV/0! | #DIV/0! | #DIV/0! | 0.2 | 0 | 0 | #DIV/0! | #DIV/0! | #DIV/0! | #DIV/0! | #DIV/0! | #DIV/0! | #DIV/0! | #DIV/0! | #DIV/0! | #DIV/0! | 0.5 | 0 | 0 | #DIV/0! | #DIV/0! | #DIV/0! | #DIV/0! | #DIV/0! | #DIV/0! | #DIV/0! | #DIV/0! | #DIV/0! | #DIV/0! | 0.81 | 0 | 0 | #DIV/0! | #DIV/0! | #DIV/0! | #DIV/0! | #DIV/0! | #DIV/0! | #DIV/0! | #DIV/0! | #DIV/0! | #DIV/0!
[5 empty] | #DIV/0! | #DIV/0! | #DIV/0! | 0.2 | 0 | 0 | #DIV/0! | #DIV/0! | #DIV/0! | #DIV/0! | #DIV/0! | #DIV/0! | #DIV/0! | #DIV/0! | #DIV/0! | #DIV/0! | 0.5 | 0 | 0 | #DIV/0! | #DIV/0! | #DIV/0! | #DIV/0! | #DIV/0! | #DIV/0! | #DIV/0! | #DIV/0! | #DIV/0! | #DIV/0! | 0.81 | 0 | 0 | #DIV/0! | #DIV/0! | #DIV/0! | #DIV/0! | #DIV/0! | #DIV/0! | #DIV/0! | #DIV/0! | #DIV/0! | #DIV/0!
[5 empty] | #DIV/0! | #DIV/0! | #DIV/0! | 0.2 | 0 | 0 | #DIV/0! | #DIV/0! | #DIV/0! | #DIV/0! | #DIV/0! | #DIV/0! | #DIV/0! | #DIV/0! | #DIV/0! | #DIV/0! | 0.5 | 0 | 0 | #DIV/0! | #DIV/0! | #DIV/0! | #DIV/0! | #DIV/0! | #DIV/0! | #DIV/0! | #DIV/0! | #DIV/0! | #DIV/0! | 0.81 | 0 | 0 | #DIV/0! | #DIV/0! | #DIV/0! | #DIV/0! | #DIV/0! | #DIV/0! | #DIV/0! | #DIV/0! | #DIV/0! | #DIV/0!
[5 empty] | #DIV/0! | #DIV/0! | #DIV/0! | 0.2 | 0 | 0 | #DIV/0! | #DIV/0! | #DIV/0! | #DIV/0! | #DIV/0! | #DIV/0! | #DIV/0! | #DIV/0! | #DIV/0! | #DIV/0! | 0.5 | 0 | 0 | #DIV/0! | #DIV/0! | #DIV/0! | #DIV/0! | #DIV/0! | #DIV/0! | #DIV/0! | #DIV/0! | #DIV/0! | #DIV/0! | 0.81 | 0 | 0 | #DIV/0! | #DIV/0! | #DIV/0! | #DIV/0! | #DIV/0! | #DIV/0! | #DIV/0! | #DIV/0! | #DIV/0! | #DIV/0!
[5 empty] | #DIV/0! | #DIV/0! | #DIV/0! | 0.2 | 0 | 0 | #DIV/0! | #DIV/0! | #DIV/0! | #DIV/0! | #DIV/0! | #DIV/0! | #DIV/0! | #DIV/0! | #DIV/0! | #DIV/0! | 0.5 | 0 | 0 | #DIV/0! | #DIV/0! | #DIV/0! | #DIV/0! | #DIV/0! | #DIV/0! | #DIV/0! | #DIV/0! | #DIV/0! | #DIV/0! | 0.81 | 0 | 0 | #DIV/0! | #DIV/0! | #DIV/0! | #DIV/0! | #DIV/0! | #DIV/0! | #DIV/0! | #DIV/0! | #DIV/0! | #DIV/0!
[5 empty] | #DIV/0! | #DIV/0! | #DIV/0! | 0.2 | 0 | 0 | #DIV/0! | #DIV/0! | #DIV/0! | #DIV/0! | #DIV/0! | #DIV/0! | #DIV/0! | #DIV/0! | #DIV/0! | #DIV/0! | 0.5 | 0 | 0 | #DIV/0! | #DIV/0! | #DIV/0! | #DIV/0! | #DIV/0! | #DIV/0! | #DIV/0! | #DIV/0! | #DIV/0! | #DIV/0! | 0.81 | 0 | 0 | #DIV/0! | #DIV/0! | #DIV/0! | #DIV/0! | #DIV/0! | #DIV/0! | #DIV/0! | #DIV/0! | #DIV/0! | #DIV/0!
[5 empty] | #DIV/0! | #DIV/0! | #DIV/0! | 0.2 | 0 | 0 | #DIV/0! | #DIV/0! | #DIV/0! | #DIV/0! | #DIV/0! | #DIV/0! | #DIV/0! | #DIV/0! | #DIV/0! | #DIV/0! | 0.5 | 0 | 0 | #DIV/0! | #DIV/0! | #DIV/0! | #DIV/0! | #DIV/0! | #DIV/0! | #DIV/0! | #DIV/0! | #DIV/0! | #DIV/0! | 0.81 | 0 | 0 | #DIV/0! | #DIV/0! | #DIV/0! | #DIV/0! | #DIV/0! | #DIV/0! | #DIV/0! | #DIV/0! | #DIV/0! | #DIV/0!
[5 empty] | #DIV/0! | #DIV/0! | #DIV/0! | 0.2 | 0 | 0 | #DIV/0! | #DIV/0! | #DIV/0! | #DIV/0! | #DIV/0! | #DIV/0! | #DIV/0! | #DIV/0! | #DIV/0! | #DIV/0! | 0.5 | 0 | 0 | #DIV/0! | #DIV/0! | #DIV/0! | #DIV/0! | #DIV/0! | #DIV/0! | #DIV/0! | #DIV/0! | #DIV/0! | #DIV/0! | 0.81 | 0 | 0 | #DIV/0! | #DIV/0! | #DIV/0! | #DIV/0! | #DIV/0! | #DIV/0! | #DIV/0! | #DIV/0! | #DIV/0! | #DIV/0!
[5 empty] | #DIV/0! | #DIV/0! | #DIV/0! | 0.2 | 0 | 0 | #DIV/0! | #DIV/0! | #DIV/0! | #DIV/0! | #DIV/0! | #DIV/0! | #DIV/0! | #DIV/0! | #DIV/0! | #DIV/0! | 0.5 | 0 | 0 | #DIV/0! | #DIV/0! | #DIV/0! | #DIV/0! | #DIV/0! | #DIV/0! | #DIV/0! | #DIV/0! | #DIV/0! | #DIV/0! | 0.81 | 0 | 0 | #DIV/0! | #DIV/0! | #DIV/0! | #DIV/0! | #DIV/0! | #DIV/0! | #DIV/0! | #DIV/0! | #DIV/0! | #DIV/0!
[5 empty] | #DIV/0! | #DIV/0! | #DIV/0! | 0.2 | 0 | 0 | #DIV/0! | #DIV/0! | #DIV/0! | #DIV/0! | #DIV/0! | #DIV/0! | #DIV/0! | #DIV/0! | #DIV/0! | #DIV/0! | 0.5 | 0 | 0 | #DIV/0! | #DIV/0! | #DIV/0! | #DIV/0! | #DIV/0! | #DIV/0! | #DIV/0! | #DIV/0! | #DIV/0! | #DIV/0! | 0.81 | 0 | 0 | #DIV/0! | #DIV/0! | #DIV/0! | #DIV/0! | #DIV/0! | #DIV/0! | #DIV/0! | #DIV/0! | #DIV/0! | #DIV/0!
[5 empty] | #DIV/0! | #DIV/0! | #DIV/0! | 0.2 | 0 | 0 | #DIV/0! | #DIV/0! | #DIV/0! | #DIV/0! | #DIV/0! | #DIV/0! | #DIV/0! | #DIV/0! | #DIV/0! | #DIV/0! | 0.5 | 0 | 0 | #DIV/0! | #DIV/0! | #DIV/0! | #DIV/0! | #DIV/0! | #DIV/0! | #DIV/0! | #DIV/0! | #DIV/0! | #DIV/0! | 0.81 | 0 | 0 | #DIV/0! | #DIV/0! | #DIV/0! | #DIV/0! | #DIV/0! | #DIV/0! | #DIV/0! | #DIV/0! | #DIV/0! | #DIV/0!
[5 empty] | #DIV/0! | #DIV/0! | #DIV/0! | 0.2 | 0 | 0 | #DIV/0! | #DIV/0! | #DIV/0! | #DIV/0! | #DIV/0! | #DIV/0! | #DIV/0! | #DIV/0! | #DIV/0! | #DIV/0! | 0.5 | 0 | 0 | #DIV/0! | #DIV/0! | #DIV/0! | #DIV/0! | #DIV/0! | #DIV/0! | #DIV/0! | #DIV/0! | #DIV/0! | #DIV/0! | 0.81 | 0 | 0 | #DIV/0! | #DIV/0! | #DIV/0! | #DIV/0! | #DIV/0! | #DIV/0! | #DIV/0! | #DIV/0! | #DIV/0! | #DIV/0!
[5 empty] | #DIV/0! | #DIV/0! | #DIV/0! | 0.2 | 0 | 0 | #DIV/0! | #DIV/0! | #DIV/0! | #DIV/0! | #DIV/0! | #DIV/0! | #DIV/0! | #DIV/0! | #DIV/0! | #DIV/0! | 0.5 | 0 | 0 | #DIV/0! | #DIV/0! | #DIV/0! | #DIV/0! | #DIV/0! | #DIV/0! | #DIV/0! | #DIV/0! | #DIV/0! | #DIV/0! | 0.81 | 0 | 0 | #DIV/0! | #DIV/0! | #DIV/0! | #DIV/0! | #DIV/0! | #DIV/0! | #DIV/0! | #DIV/0! | #DIV/0! | #DIV/0!
[5 empty] | #DIV/0! | #DIV/0! | #DIV/0! | 0.2 | 0 | 0 | #DIV/0! | #DIV/0! | #DIV/0! | #DIV/0! | #DIV/0! | #DIV/0! | #DIV/0! | #DIV/0! | #DIV/0! | #DIV/0! | 0.5 | 0 | 0 | #DIV/0! | #DIV/0! | #DIV/0! | #DIV/0! | #DIV/0! | #DIV/0! | #DIV/0! | #DIV/0! | #DIV/0! | #DIV/0! | 0.81 | 0 | 0 | #DIV/0! | #DIV/0! | #DIV/0! | #DIV/0! | #DIV/0! | #DIV/0! | #DIV/0! | #DIV/0! | #DIV/0! | #DIV/0!
[5 empty] | #DIV/0! | #DIV/0! | #DIV/0! | 0.2 | 0 | 0 | #DIV/0! | #DIV/0! | #DIV/0! | #DIV/0! | #DIV/0! | #DIV/0! | #DIV/0! | #DIV/0! | #DIV/0! | #DIV/0! | 0.5 | 0 | 0 | #DIV/0! | #DIV/0! | #DIV/0! | #DIV/0! | #DIV/0! | #DIV/0! | #DIV/0! | #DIV/0! | #DIV/0! | #DIV/0! | 0.81 | 0 | 0 | #DIV/0! | #DIV/0! | #DIV/0! | #DIV/0! | #DIV/0! | #DIV/0! | #DIV/0! | #DIV/0! | #DIV/0! | #DIV/0!
[5 empty] | #DIV/0! | #DIV/0! | #DIV/0! | 0.2 | 0 | 0 | #DIV/0! | #DIV/0! | #DIV/0! | #DIV/0! | #DIV/0! | #DIV/0! | #DIV/0! | #DIV/0! | #DIV/0! | #DIV/0! | 0.5 | 0 | 0 | #DIV/0! | #DIV/0! | #DIV/0! | #DIV/0! | #DIV/0! | #DIV/0! | #DIV/0! | #DIV/0! | #DIV/0! | #DIV/0! | 0.81 | 0 | 0 | #DIV/0! | #DIV/0! | #DIV/0! | #DIV/0! | #DIV/0! | #DIV/0! | #DIV/0! | #DIV/0! | #DIV/0! | #DIV/0!
[5 empty] | #DIV/0! | #DIV/0! | #DIV/0! | 0.2 | 0 | 0 | #DIV/0! | #DIV/0! | #DIV/0! | #DIV/0! | #DIV/0! | #DIV/0! | #DIV/0! | #DIV/0! | #DIV/0! | #DIV/0! | 0.5 | 0 | 0 | #DIV/0! | #DIV/0! | #DIV/0! | #DIV/0! | #DIV/0! | #DIV/0! | #DIV/0! | #DIV/0! | #DIV/0! | #DIV/0! | 0.81 | 0 | 0 | #DIV/0! | #DIV/0! | #DIV/0! | #DIV/0! | #DIV/0! | #DIV/0! | #DIV/0! | #DIV/0! | #DIV/0! | #DIV/0!
[5 empty] | #DIV/0! | #DIV/0! | #DIV/0! | 0.2 | 0 | 0 | #DIV/0! | #DIV/0! | #DIV/0! | #DIV/0! | #DIV/0! | #DIV/0! | #DIV/0! | #DIV/0! | #DIV/0! | #DIV/0! | 0.5 | 0 | 0 | #DIV/0! | #DIV/0! | #DIV/0! | #DIV/0! | #DIV/0! | #DIV/0! | #DIV/0! | #DIV/0! | #DIV/0! | #DIV/0! | 0.81 | 0 | 0 | #DIV/0! | #DIV/0! | #DIV/0! | #DIV/0! | #DIV/0! | #DIV/0! | #DIV/0! | #DIV/0! | #DIV/0! | #DIV/0!
[5 empty] | #DIV/0! | #DIV/0! | #DIV/0! | 0.2 | 0 | 0 | #DIV/0! | #DIV/0! | #DIV/0! | #DIV/0! | #DIV/0! | #DIV/0! | #DIV/0! | #DIV/0! | #DIV/0! | #DIV/0! | 0.5 | 0 | 0 | #DIV/0! | #DIV/0! | #DIV/0! | #DIV/0! | #DIV/0! | #DIV/0! | #DIV/0! | #DIV/0! | #DIV/0! | #DIV/0! | 0.81 | 0 | 0 | #DIV/0! | #DIV/0! | #DIV/0! | #DIV/0! | #DIV/0! | #DIV/0! | #DIV/0! | #DIV/0! | #DIV/0! | #DIV/0!
[5 empty] | #DIV/0! | #DIV/0! | #DIV/0! | 0.2 | 0 | 0 | #DIV/0! | #DIV/0! | #DIV/0! | #DIV/0! | #DIV/0! | #DIV/0! | #DIV/0! | #DIV/0! | #DIV/0! | #DIV/0! | 0.5 | 0 | 0 | #DIV/0! | #DIV/0! | #DIV/0! | #DIV/0! | #DIV/0! | #DIV/0! | #DIV/0! | #DIV/0! | #DIV/0! | #DIV/0! | 0.81 | 0 | 0 | #DIV/0! | #DIV/0! | #DIV/0! | #DIV/0! | #DIV/0! | #DIV/0! | #DIV/0! | #DIV/0! | #DIV/0! | #DIV/0!
[5 empty] | #DIV/0! | #DIV/0! | #DIV/0! | 0.2 | 0 | 0 | #DIV/0! | #DIV/0! | #DIV/0! | #DIV/0! | #DIV/0! | #DIV/0! | #DIV/0! | #DIV/0! | #DIV/0! | #DIV/0! | 0.5 | 0 | 0 | #DIV/0! | #DIV/0! | #DIV/0! | #DIV/0! | #DIV/0! | #DIV/0! | #DIV/0! | #DIV/0! | #DIV/0! | #DIV/0! | 0.81 | 0 | 0 | #DIV/0! | #DIV/0! | #DIV/0! | #DIV/0! | #DIV/0! | #DIV/0! | #DIV/0! | #DIV/0! | #DIV/0! | #DIV/0!
[5 empty] | #DIV/0! | #DIV/0! | #DIV/0! | 0.2 | 0 | 0 | #DIV/0! | #DIV/0! | #DIV/0! | #DIV/0! | #DIV/0! | #DIV/0! | #DIV/0! | #DIV/0! | #DIV/0! | #DIV/0! | 0.5 | 0 | 0 | #DIV/0! | #DIV/0! | #DIV/0! | #DIV/0! | #DIV/0! | #DIV/0! | #DIV/0! | #DIV/0! | #DIV/0! | #DIV/0! | 0.81 | 0 | 0 | #DIV/0! | #DIV/0! | #DIV/0! | #DIV/0! | #DIV/0! | #DIV/0! | #DIV/0! | #DIV/0! | #DIV/0! | #DIV/0!
[5 empty] | #DIV/0! | #DIV/0! | #DIV/0! | 0.2 | 0 | 0 | #DIV/0! | #DIV/0! | #DIV/0! | #DIV/0! | #DIV/0! | #DIV/0! | #DIV/0! | #DIV/0! | #DIV/0! | #DIV/0! | 0.5 | 0 | 0 | #DIV/0! | #DIV/0! | #DIV/0! | #DIV/0! | #DIV/0! | #DIV/0! | #DIV/0! | #DIV/0! | #DIV/0! | #DIV/0! | 0.81 | 0 | 0 | #DIV/0! | #DIV/0! | #DIV/0! | #DIV/0! | #DIV/0! | #DIV/0! | #DIV/0! | #DIV/0! | #DIV/0! | #DIV/0!
[5 empty] | #DIV/0! | #DIV/0! | #DIV/0! | 0.2 | 0 | 0 | #DIV/0! | #DIV/0! | #DIV/0! | #DIV/0! | #DIV/0! | #DIV/0! | #DIV/0! | #DIV/0! | #DIV/0! | #DIV/0! | 0.5 | 0 | 0 | #DIV/0! | #DIV/0! | #DIV/0! | #DIV/0! | #DIV/0! | #DIV/0! | #DIV/0! | #DIV/0! | #DIV/0! | #DIV/0! | 0.81 | 0 | 0 | #DIV/0! | #DIV/0! | #DIV/0! | #DIV/0! | #DIV/0! | #DIV/0! | #DIV/0! | #DIV/0! | #DIV/0! | #DIV/0!
[5 empty] | #DIV/0! | #DIV/0! | #DIV/0! | 0.2 | 0 | 0 | #DIV/0! | #DIV/0! | #DIV/0! | #DIV/0! | #DIV/0! | #DIV/0! | #DIV/0! | #DIV/0! | #DIV/0! | #DIV/0! | 0.5 | 0 | 0 | #DIV/0! | #DIV/0! | #DIV/0! | #DIV/0! | #DIV/0! | #DIV/0! | #DIV/0! | #DIV/0! | #DIV/0! | #DIV/0! | 0.81 | 0 | 0 | #DIV/0! | #DIV/0! | #DIV/0! | #DIV/0! | #DIV/0! | #DIV/0! | #DIV/0! | #DIV/0! | #DIV/0! | #DIV/0!
[5 empty] | #DIV/0! | #DIV/0! | #DIV/0! | 0.2 | 0 | 0 | #DIV/0! | #DIV/0! | #DIV/0! | #DIV/0! | #DIV/0! | #DIV/0! | #DIV/0! | #DIV/0! | #DIV/0! | #DIV/0! | 0.5 | 0 | 0 | #DIV/0! | #DIV/0! | #DIV/0! | #DIV/0! | #DIV/0! | #DIV/0! | #DIV/0! | #DIV/0! | #DIV/0! | #DIV/0! | 0.81 | 0 | 0 | #DIV/0! | #DIV/0! | #DIV/0! | #DIV/0! | #DIV/0! | #DIV/0! | #DIV/0! | #DIV/0! | #DIV/0! | #DIV/0!
[5 empty] | #DIV/0! | #DIV/0! | #DIV/0! | 0.2 | 0 | 0 | #DIV/0! | #DIV/0! | #DIV/0! | #DIV/0! | #DIV/0! | #DIV/0! | #DIV/0! | #DIV/0! | #DIV/0! | #DIV/0! | 0.5 | 0 | 0 | #DIV/0! | #DIV/0! | #DIV/0! | #DIV/0! | #DIV/0! | #DIV/0! | #DIV/0! | #DIV/0! | #DIV/0! | #DIV/0! | 0.81 | 0 | 0 | #DIV/0! | #DIV/0! | #DIV/0! | #DIV/0! | #DIV/0! | #DIV/0! | #DIV/0! | #DIV/0! | #DIV/0! | #DIV/0!
[5 empty] | #DIV/0! | #DIV/0! | #DIV/0! | 0.2 | 0 | 0 | #DIV/0! | #DIV/0! | #DIV/0! | #DIV/0! | #DIV/0! | #DIV/0! | #DIV/0! | #DIV/0! | #DIV/0! | #DIV/0! | 0.5 | 0 | 0 | #DIV/0! | #DIV/0! | #DIV/0! | #DIV/0! | #DIV/0! | #DIV/0! | #DIV/0! | #DIV/0! | #DIV/0! | #DIV/0! | 0.81 | 0 | 0 | #DIV/0! | #DIV/0! | #DIV/0! | #DIV/0! | #DIV/0! | #DIV/0! | #DIV/0! | #DIV/0! | #DIV/0! | #DIV/0!
[5 empty] | #DIV/0! | #DIV/0! | #DIV/0! | 0.2 | 0 | 0 | #DIV/0! | #DIV/0! | #DIV/0! | #DIV/0! | #DIV/0! | #DIV/0! | #DIV/0! | #DIV/0! | #DIV/0! | #DIV/0! | 0.5 | 0 | 0 | #DIV/0! | #DIV/0! | #DIV/0! | #DIV/0! | #DIV/0! | #DIV/0! | #DIV/0! | #DIV/0! | #DIV/0! | #DIV/0! | 0.81 | 0 | 0 | #DIV/0! | #DIV/0! | #DIV/0! | #DIV/0! | #DIV/0! | #DIV/0! | #DIV/0! | #DIV/0! | #DIV/0! | #DIV/0!
[5 empty] | #DIV/0! | #DIV/0! | #DIV/0! | 0.2 | 0 | 0 | #DIV/0! | #DIV/0! | #DIV/0! | #DIV/0! | #DIV/0! | #DIV/0! | #DIV/0! | #DIV/0! | #DIV/0! | #DIV/0! | 0.5 | 0 | 0 | #DIV/0! | #DIV/0! | #DIV/0! | #DIV/0! | #DIV/0! | #DIV/0! | #DIV/0! | #DIV/0! | #DIV/0! | #DIV/0! | 0.81 | 0 | 0 | #DIV/0! | #DIV/0! | #DIV/0! | #DIV/0! | #DIV/0! | #DIV/0! | #DIV/0! | #DIV/0! | #DIV/0! | #DIV/0!
[5 empty] | #DIV/0! | #DIV/0! | #DIV/0! | 0.2 | 0 | 0 | #DIV/0! | #DIV/0! | #DIV/0! | #DIV/0! | #DIV/0! | #DIV/0! | #DIV/0! | #DIV/0! | #DIV/0! | #DIV/0! | 0.5 | 0 | 0 | #DIV/0! | #DIV/0! | #DIV/0! | #DIV/0! | #DIV/0! | #DIV/0! | #DIV/0! | #DIV/0! | #DIV/0! | #DIV/0! | 0.81 | 0 | 0 | #DIV/0! | #DIV/0! | #DIV/0! | #DIV/0! | #DIV/0! | #DIV/0! | #DIV/0! | #DIV/0! | #DIV/0! | #DIV/0!
[5 empty] | #DIV/0! | #DIV/0! | #DIV/0! | 0.2 | 0 | 0 | #DIV/0! | #DIV/0! | #DIV/0! | #DIV/0! | #DIV/0! | #DIV/0! | #DIV/0! | #DIV/0! | #DIV/0! | #DIV/0! | 0.5 | 0 | 0 | #DIV/0! | #DIV/0! | #DIV/0! | #DIV/0! | #DIV/0! | #DIV/0! | #DIV/0! | #DIV/0! | #DIV/0! | #DIV/0! | 0.81 | 0 | 0 | #DIV/0! | #DIV/0! | #DIV/0! | #DIV/0! | #DIV/0! | #DIV/0! | #DIV/0! | #DIV/0! | #DIV/0! | #DIV/0!
[5 empty] | #DIV/0! | #DIV/0! | #DIV/0! | 0.2 | 0 | 0 | #DIV/0! | #DIV/0! | #DIV/0! | #DIV/0! | #DIV/0! | #DIV/0! | #DIV/0! | #DIV/0! | #DIV/0! | #DIV/0! | 0.5 | 0 | 0 | #DIV/0! | #DIV/0! | #DIV/0! | #DIV/0! | #DIV/0! | #DIV/0! | #DIV/0! | #DIV/0! | #DIV/0! | #DIV/0! | 0.81 | 0 | 0 | #DIV/0! | #DIV/0! | #DIV/0! | #DIV/0! | #DIV/0! | #DIV/0! | #DIV/0! | #DIV/0! | #DIV/0! | #DIV/0!
[5 empty] | #DIV/0! | #DIV/0! | #DIV/0! | 0.2 | 0 | 0 | #DIV/0! | #DIV/0! | #DIV/0! | #DIV/0! | #DIV/0! | #DIV/0! | #DIV/0! | #DIV/0! | #DIV/0! | #DIV/0! | 0.5 | 0 | 0 | #DIV/0! | #DIV/0! | #DIV/0! | #DIV/0! | #DIV/0! | #DIV/0! | #DIV/0! | #DIV/0! | #DIV/0! | #DIV/0! | 0.81 | 0 | 0 | #DIV/0! | #DIV/0! | #DIV/0! | #DIV/0! | #DIV/0! | #DIV/0! | #DIV/0! | #DIV/0! | #DIV/0! | #DIV/0!
[5 empty] | #DIV/0! | #DIV/0! | #DIV/0! | 0.2 | 0 | 0 | #DIV/0! | #DIV/0! | #DIV/0! | #DIV/0! | #DIV/0! | #DIV/0! | #DIV/0! | #DIV/0! | #DIV/0! | #DIV/0! | 0.5 | 0 | 0 | #DIV/0! | #DIV/0! | #DIV/0! | #DIV/0! | #DIV/0! | #DIV/0! | #DIV/0! | #DIV/0! | #DIV/0! | #DIV/0! | 0.81 | 0 | 0 | #DIV/0! | #DIV/0! | #DIV/0! | #DIV/0! | #DIV/0! | #DIV/0! | #DIV/0! | #DIV/0! | #DIV/0! | #DIV/0!
[5 empty] | #DIV/0! | #DIV/0! | #DIV/0! | 0.2 | 0 | 0 | #DIV/0! | #DIV/0! | #DIV/0! | #DIV/0! | #DIV/0! | #DIV/0! | #DIV/0! | #DIV/0! | #DIV/0! | #DIV/0! | 0.5 | 0 | 0 | #DIV/0! | #DIV/0! | #DIV/0! | #DIV/0! | #DIV/0! | #DIV/0! | #DIV/0! | #DIV/0! | #DIV/0! | #DIV/0! | 0.81 | 0 | 0 | #DIV/0! | #DIV/0! | #DIV/0! | #DIV/0! | #DIV/0! | #DIV/0! | #DIV/0! | #DIV/0! | #DIV/0! | #DIV/0!
[5 empty] | #DIV/0! | #DIV/0! | #DIV/0! | 0.2 | 0 | 0 | #DIV/0! | #DIV/0! | #DIV/0! | #DIV/0! | #DIV/0! | #DIV/0! | #DIV/0! | #DIV/0! | #DIV/0! | #DIV/0! | 0.5 | 0 | 0 | #DIV/0! | #DIV/0! | #DIV/0! | #DIV/0! | #DIV/0! | #DIV/0! | #DIV/0! | #DIV/0! | #DIV/0! | #DIV/0! | 0.81 | 0 | 0 | #DIV/0! | #DIV/0! | #DIV/0! | #DIV/0! | #DIV/0! | #DIV/0! | #DIV/0! | #DIV/0! | #DIV/0! | #DIV/0!
[5 empty] | #DIV/0! | #DIV/0! | #DIV/0! | 0.2 | 0 | 0 | #DIV/0! | #DIV/0! | #DIV/0! | #DIV/0! | #DIV/0! | #DIV/0! | #DIV/0! | #DIV/0! | #DIV/0! | #DIV/0! | 0.5 | 0 | 0 | #DIV/0! | #DIV/0! | #DIV/0! | #DIV/0! | #DIV/0! | #DIV/0! | #DIV/0! | #DIV/0! | #DIV/0! | #DIV/0! | 0.81 | 0 | 0 | #DIV/0! | #DIV/0! | #DIV/0! | #DIV/0! | #DIV/0! | #DIV/0! | #DIV/0! | #DIV/0! | #DIV/0! | #DIV/0!
[5 empty] | #DIV/0! | #DIV/0! | #DIV/0! | 0.2 | 0 | 0 | #DIV/0! | #DIV/0! | #DIV/0! | #DIV/0! | #DIV/0! | #DIV/0! | #DIV/0! | #DIV/0! | #DIV/0! | #DIV/0! | 0.5 | 0 | 0 | #DIV/0! | #DIV/0! | #DIV/0! | #DIV/0! | #DIV/0! | #DIV/0! | #DIV/0! | #DIV/0! | #DIV/0! | #DIV/0! | 0.81 | 0 | 0 | #DIV/0! | #DIV/0! | #DIV/0! | #DIV/0! | #DIV/0! | #DIV/0! | #DIV/0! | #DIV/0! | #DIV/0! | #DIV/0!
[5 empty] | #DIV/0! | #DIV/0! | #DIV/0! | 0.2 | 0 | 0 | #DIV/0! | #DIV/0! | #DIV/0! | #DIV/0! | #DIV/0! | #DIV/0! | #DIV/0! | #DIV/0! | #DIV/0! | #DIV/0! | 0.5 | 0 | 0 | #DIV/0! | #DIV/0! | #DIV/0! | #DIV/0! | #DIV/0! | #DIV/0! | #DIV/0! | #DIV/0! | #DIV/0! | #DIV/0! | 0.81 | 0 | 0 | #DIV/0! | #DIV/0! | #DIV/0! | #DIV/0! | #DIV/0! | #DIV/0! | #DIV/0! | #DIV/0! | #DIV/0! | #DIV/0!
[5 empty] | #DIV/0! | #DIV/0! | #DIV/0! | 0.2 | 0 | 0 | #DIV/0! | #DIV/0! | #DIV/0! | #DIV/0! | #DIV/0! | #DIV/0! | #DIV/0! | #DIV/0! | #DIV/0! | #DIV/0! | 0.5 | 0 | 0 | #DIV/0! | #DIV/0! | #DIV/0! | #DIV/0! | #DIV/0! | #DIV/0! | #DIV/0! | #DIV/0! | #DIV/0! | #DIV/0! | 0.81 | 0 | 0 | #DIV/0! | #DIV/0! | #DIV/0! | #DIV/0! | #DIV/0! | #DIV/0! | #DIV/0! | #DIV/0! | #DIV/0! | #DIV/0!
[5 empty] | #DIV/0! | #DIV/0! | #DIV/0! | 0.2 | 0 | 0 | #DIV/0! | #DIV/0! | #DIV/0! | #DIV/0! | #DIV/0! | #DIV/0! | #DIV/0! | #DIV/0! | #DIV/0! | #DIV/0! | 0.5 | 0 | 0 | #DIV/0! | #DIV/0! | #DIV/0! | #DIV/0! | #DIV/0! | #DIV/0! | #DIV/0! | #DIV/0! | #DIV/0! | #DIV/0! | 0.81 | 0 | 0 | #DIV/0! | #DIV/0! | #DIV/0! | #DIV/0! | #DIV/0! | #DIV/0! | #DIV/0! | #DIV/0! | #DIV/0! | #DIV/0!
[5 empty] | #DIV/0! | #DIV/0! | #DIV/0! | 0.2 | 0 | 0 | #DIV/0! | #DIV/0! | #DIV/0! | #DIV/0! | #DIV/0! | #DIV/0! | #DIV/0! | #DIV/0! | #DIV/0! | #DIV/0! | 0.5 | 0 | 0 | #DIV/0! | #DIV/0! | #DIV/0! | #DIV/0! | #DIV/0! | #DIV/0! | #DIV/0! | #DIV/0! | #DIV/0! | #DIV/0! | 0.81 | 0 | 0 | #DIV/0! | #DIV/0! | #DIV/0! | #DIV/0! | #DIV/0! | #DIV/0! | #DIV/0! | #DIV/0! | #DIV/0! | #DIV/0!
[5 empty] | #DIV/0! | #DIV/0! | #DIV/0! | 0.2 | 0 | 0 | #DIV/0! | #DIV/0! | #DIV/0! | #DIV/0! | #DIV/0! | #DIV/0! | #DIV/0! | #DIV/0! | #DIV/0! | #DIV/0! | 0.5 | 0 | 0 | #DIV/0! | #DIV/0! | #DIV/0! | #DIV/0! | #DIV/0! | #DIV/0! | #DIV/0! | #DIV/0! | #DIV/0! | #DIV/0! | 0.81 | 0 | 0 | #DIV/0! | #DIV/0! | #DIV/0! | #DIV/0! | #DIV/0! | #DIV/0! | #DIV/0! | #DIV/0! | #DIV/0! | #DIV/0!
[5 empty] | #DIV/0! | #DIV/0! | #DIV/0! | 0.2 | 0 | 0 | #DIV/0! | #DIV/0! | #DIV/0! | #DIV/0! | #DIV/0! | #DIV/0! | #DIV/0! | #DIV/0! | #DIV/0! | #DIV/0! | 0.5 | 0 | 0 | #DIV/0! | #DIV/0! | #DIV/0! | #DIV/0! | #DIV/0! | #DIV/0! | #DIV/0! | #DIV/0! | #DIV/0! | #DIV/0! | 0.81 | 0 | 0 | #DIV/0! | #DIV/0! | #DIV/0! | #DIV/0! | #DIV/0! | #DIV/0! | #DIV/0! | #DIV/0! | #DIV/0! | #DIV/0!
[5 empty] | #DIV/0! | #DIV/0! | #DIV/0! | 0.2 | 0 | 0 | #DIV/0! | #DIV/0! | #DIV/0! | #DIV/0! | #DIV/0! | #DIV/0! | #DIV/0! | #DIV/0! | #DIV/0! | #DIV/0! | 0.5 | 0 | 0 | #DIV/0! | #DIV/0! | #DIV/0! | #DIV/0! | #DIV/0! | #DIV/0! | #DIV/0! | #DIV/0! | #DIV/0! | #DIV/0! | 0.81 | 0 | 0 | #DIV/0! | #DIV/0! | #DIV/0! | #DIV/0! | #DIV/0! | #DIV/0! | #DIV/0! | #DIV/0! | #DIV/0! | #DIV/0!
[5 empty] | #DIV/0! | #DIV/0! | #DIV/0! | 0.2 | 0 | 0 | #DIV/0! | #DIV/0! | #DIV/0! | #DIV/0! | #DIV/0! | #DIV/0! | #DIV/0! | #DIV/0! | #DIV/0! | #DIV/0! | 0.5 | 0 | 0 | #DIV/0! | #DIV/0! | #DIV/0! | #DIV/0! | #DIV/0! | #DIV/0! | #DIV/0! | #DIV/0! | #DIV/0! | #DIV/0! | 0.81 | 0 | 0 | #DIV/0! | #DIV/0! | #DIV/0! | #DIV/0! | #DIV/0! | #DIV/0! | #DIV/0! | #DIV/0! | #DIV/0! | #DIV/0!
[5 empty] | #DIV/0! | #DIV/0! | #DIV/0! | 0.2 | 0 | 0 | #DIV/0! | #DIV/0! | #DIV/0! | #DIV/0! | #DIV/0! | #DIV/0! | #DIV/0! | #DIV/0! | #DIV/0! | #DIV/0! | 0.5 | 0 | 0 | #DIV/0! | #DIV/0! | #DIV/0! | #DIV/0! | #DIV/0! | #DIV/0! | #DIV/0! | #DIV/0! | #DIV/0! | #DIV/0! | 0.81 | 0 | 0 | #DIV/0! | #DIV/0! | #DIV/0! | #DIV/0! | #DIV/0! | #DIV/0! | #DIV/0! | #DIV/0! | #DIV/0! | #DIV/0!
[5 empty] | #DIV/0! | #DIV/0! | #DIV/0! | 0.2 | 0 | 0 | #DIV/0! | #DIV/0! | #DIV/0! | #DIV/0! | #DIV/0! | #DIV/0! | #DIV/0! | #DIV/0! | #DIV/0! | #DIV/0! | 0.5 | 0 | 0 | #DIV/0! | #DIV/0! | #DIV/0! | #DIV/0! | #DIV/0! | #DIV/0! | #DIV/0! | #DIV/0! | #DIV/0! | #DIV/0! | 0.81 | 0 | 0 | #DIV/0! | #DIV/0! | #DIV/0! | #DIV/0! | #DIV/0! | #DIV/0! | #DIV/0! | #DIV/0! | #DIV/0! | #DIV/0!
[5 empty] | #DIV/0! | #DIV/0! | #DIV/0! | 0.2 | 0 | 0 | #DIV/0! | #DIV/0! | #DIV/0! | #DIV/0! | #DIV/0! | #DIV/0! | #DIV/0! | #DIV/0! | #DIV/0! | #DIV/0! | 0.5 | 0 | 0 | #DIV/0! | #DIV/0! | #DIV/0! | #DIV/0! | #DIV/0! | #DIV/0! | #DIV/0! | #DIV/0! | #DIV/0! | #DIV/0! | 0.81 | 0 | 0 | #DIV/0! | #DIV/0! | #DIV/0! | #DIV/0! | #DIV/0! | #DIV/0! | #DIV/0! | #DIV/0! | #DIV/0! | #DIV/0!
[5 empty] | #DIV/0! | #DIV/0! | #DIV/0! | 0.2 | 0 | 0 | #DIV/0! | #DIV/0! | #DIV/0! | #DIV/0! | #DIV/0! | #DIV/0! | #DIV/0! | #DIV/0! | #DIV/0! | #DIV/0! | 0.5 | 0 | 0 | #DIV/0! | #DIV/0! | #DIV/0! | #DIV/0! | #DIV/0! | #DIV/0! | #DIV/0! | #DIV/0! | #DIV/0! | #DIV/0! | 0.81 | 0 | 0 | #DIV/0! | #DIV/0! | #DIV/0! | #DIV/0! | #DIV/0! | #DIV/0! | #DIV/0! | #DIV/0! | #DIV/0! | #DIV/0!
[5 empty] | #DIV/0! | #DIV/0! | #DIV/0! | 0.2 | 0 | 0 | #DIV/0! | #DIV/0! | #DIV/0! | #DIV/0! | #DIV/0! | #DIV/0! | #DIV/0! | #DIV/0! | #DIV/0! | #DIV/0! | 0.5 | 0 | 0 | #DIV/0! | #DIV/0! | #DIV/0! | #DIV/0! | #DIV/0! | #DIV/0! | #DIV/0! | #DIV/0! | #DIV/0! | #DIV/0! | 0.81 | 0 | 0 | #DIV/0! | #DIV/0! | #DIV/0! | #DIV/0! | #DIV/0! | #DIV/0! | #DIV/0! | #DIV/0! | #DIV/0! | #DIV/0!
[5 empty] | #DIV/0! | #DIV/0! | #DIV/0! | 0.2 | 0 | 0 | #DIV/0! | #DIV/0! | #DIV/0! | #DIV/0! | #DIV/0! | #DIV/0! | #DIV/0! | #DIV/0! | #DIV/0! | #DIV/0! | 0.5 | 0 | 0 | #DIV/0! | #DIV/0! | #DIV/0! | #DIV/0! | #DIV/0! | #DIV/0! | #DIV/0! | #DIV/0! | #DIV/0! | #DIV/0! | 0.81 | 0 | 0 | #DIV/0! | #DIV/0! | #DIV/0! | #DIV/0! | #DIV/0! | #DIV/0! | #DIV/0! | #DIV/0! | #DIV/0! | #DIV/0!
[5 empty] | #DIV/0! | #DIV/0! | #DIV/0! | 0.2 | 0 | 0 | #DIV/0! | #DIV/0! | #DIV/0! | #DIV/0! | #DIV/0! | #DIV/0! | #DIV/0! | #DIV/0! | #DIV/0! | #DIV/0! | 0.5 | 0 | 0 | #DIV/0! | #DIV/0! | #DIV/0! | #DIV/0! | #DIV/0! | #DIV/0! | #DIV/0! | #DIV/0! | #DIV/0! | #DIV/0! | 0.81 | 0 | 0 | #DIV/0! | #DIV/0! | #DIV/0! | #DIV/0! | #DIV/0! | #DIV/0! | #DIV/0! | #DIV/0! | #DIV/0! | #DIV/0!
[5 empty] | #DIV/0! | #DIV/0! | #DIV/0! | 0.2 | 0 | 0 | #DIV/0! | #DIV/0! | #DIV/0! | #DIV/0! | #DIV/0! | #DIV/0! | #DIV/0! | #DIV/0! | #DIV/0! | #DIV/0! | 0.5 | 0 | 0 | #DIV/0! | #DIV/0! | #DIV/0! | #DIV/0! | #DIV/0! | #DIV/0! | #DIV/0! | #DIV/0! | #DIV/0! | #DIV/0! | 0.81 | 0 | 0 | #DIV/0! | #DIV/0! | #DIV/0! | #DIV/0! | #DIV/0! | #DIV/0! | #DIV/0! | #DIV/0! | #DIV/0! | #DIV/0!
[5 empty] | #DIV/0! | #DIV/0! | #DIV/0! | 0.2 | 0 | 0 | #DIV/0! | #DIV/0! | #DIV/0! | #DIV/0! | #DIV/0! | #DIV/0! | #DIV/0! | #DIV/0! | #DIV/0! | #DIV/0! | 0.5 | 0 | 0 | #DIV/0! | #DIV/0! | #DIV/0! | #DIV/0! | #DIV/0! | #DIV/0! | #DIV/0! | #DIV/0! | #DIV/0! | #DIV/0! | 0.81 | 0 | 0 | #DIV/0! | #DIV/0! | #DIV/0! | #DIV/0! | #DIV/0! | #DIV/0! | #DIV/0! | #DIV/0! | #DIV/0! | #DIV/0!
[5 empty] | #DIV/0! | #DIV/0! | #DIV/0! | 0.2 | 0 | 0 | #DIV/0! | #DIV/0! | #DIV/0! | #DIV/0! | #DIV/0! | #DIV/0! | #DIV/0! | #DIV/0! | #DIV/0! | #DIV/0! | 0.5 | 0 | 0 | #DIV/0! | #DIV/0! | #DIV/0! | #DIV/0! | #DIV/0! | #DIV/0! | #DIV/0! | #DIV/0! | #DIV/0! | #DIV/0! | 0.81 | 0 | 0 | #DIV/0! | #DIV/0! | #DIV/0! | #DIV/0! | #DIV/0! | #DIV/0! | #DIV/0! | #DIV/0! | #DIV/0! | #DIV/0!
[5 empty] | #DIV/0! | #DIV/0! | #DIV/0! | 0.2 | 0 | 0 | #DIV/0! | #DIV/0! | #DIV/0! | #DIV/0! | #DIV/0! | #DIV/0! | #DIV/0! | #DIV/0! | #DIV/0! | #DIV/0! | 0.5 | 0 | 0 | #DIV/0! | #DIV/0! | #DIV/0! | #DIV/0! | #DIV/0! | #DIV/0! | #DIV/0! | #DIV/0! | #DIV/0! | #DIV/0! | 0.81 | 0 | 0 | #DIV/0! | #DIV/0! | #DIV/0! | #DIV/0! | #DIV/0! | #DIV/0! | #DIV/0! | #DIV/0! | #DIV/0! | #DIV/0!
[5 empty] | #DIV/0! | #DIV/0! | #DIV/0! | 0.2 | 0 | 0 | #DIV/0! | #DIV/0! | #DIV/0! | #DIV/0! | #DIV/0! | #DIV/0! | #DIV/0! | #DIV/0! | #DIV/0! | #DIV/0! | 0.5 | 0 | 0 | #DIV/0! | #DIV/0! | #DIV/0! | #DIV/0! | #DIV/0! | #DIV/0! | #DIV/0! | #DIV/0! | #DIV/0! | #DIV/0! | 0.81 | 0 | 0 | #DIV/0! | #DIV/0! | #DIV/0! | #DIV/0! | #DIV/0! | #DIV/0! | #DIV/0! | #DIV/0! | #DIV/0! | #DIV/0!
[5 empty] | #DIV/0! | #DIV/0! | #DIV/0! | 0.2 | 0 | 0 | #DIV/0! | #DIV/0! | #DIV/0! | #DIV/0! | #DIV/0! | #DIV/0! | #DIV/0! | #DIV/0! | #DIV/0! | #DIV/0! | 0.5 | 0 | 0 | #DIV/0! | #DIV/0! | #DIV/0! | #DIV/0! | #DIV/0! | #DIV/0! | #DIV/0! | #DIV/0! | #DIV/0! | #DIV/0! | 0.81 | 0 | 0 | #DIV/0! | #DIV/0! | #DIV/0! | #DIV/0! | #DIV/0! | #DIV/0! | #DIV/0! | #DIV/0! | #DIV/0! | #DIV/0!
[5 empty] | #DIV/0! | #DIV/0! | #DIV/0! | 0.2 | 0 | 0 | #DIV/0! | #DIV/0! | #DIV/0! | #DIV/0! | #DIV/0! | #DIV/0! | #DIV/0! | #DIV/0! | #DIV/0! | #DIV/0! | 0.5 | 0 | 0 | #DIV/0! | #DIV/0! | #DIV/0! | #DIV/0! | #DIV/0! | #DIV/0! | #DIV/0! | #DIV/0! | #DIV/0! | #DIV/0! | 0.81 | 0 | 0 | #DIV/0! | #DIV/0! | #DIV/0! | #DIV/0! | #DIV/0! | #DIV/0! | #DIV/0! | #DIV/0! | #DIV/0! | #DIV/0!
[5 empty] | #DIV/0! | #DIV/0! | #DIV/0! | 0.2 | 0 | 0 | #DIV/0! | #DIV/0! | #DIV/0! | #DIV/0! | #DIV/0! | #DIV/0! | #DIV/0! | #DIV/0! | #DIV/0! | #DIV/0! | 0.5 | 0 | 0 | #DIV/0! | #DIV/0! | #DIV/0! | #DIV/0! | #DIV/0! | #DIV/0! | #DIV/0! | #DIV/0! | #DIV/0! | #DIV/0! | 0.81 | 0 | 0 | #DIV/0! | #DIV/0! | #DIV/0! | #DIV/0! | #DIV/0! | #DIV/0! | #DIV/0! | #DIV/0! | #DIV/0! | #DIV/0!
[5 empty] | #DIV/0! | #DIV/0! | #DIV/0! | 0.2 | 0 | 0 | #DIV/0! | #DIV/0! | #DIV/0! | #DIV/0! | #DIV/0! | #DIV/0! | #DIV/0! | #DIV/0! | #DIV/0! | #DIV/0! | 0.5 | 0 | 0 | #DIV/0! | #DIV/0! | #DIV/0! | #DIV/0! | #DIV/0! | #DIV/0! | #DIV/0! | #DIV/0! | #DIV/0! | #DIV/0! | 0.81 | 0 | 0 | #DIV/0! | #DIV/0! | #DIV/0! | #DIV/0! | #DIV/0! | #DIV/0! | #DIV/0! | #DIV/0! | #DIV/0! | #DIV/0!
[5 empty] | #DIV/0! | #DIV/0! | #DIV/0! | 0.2 | 0 | 0 | #DIV/0! | #DIV/0! | #DIV/0! | #DIV/0! | #DIV/0! | #DIV/0! | #DIV/0! | #DIV/0! | #DIV/0! | #DIV/0! | 0.5 | 0 | 0 | #DIV/0! | #DIV/0! | #DIV/0! | #DIV/0! | #DIV/0! | #DIV/0! | #DIV/0! | #DIV/0! | #DIV/0! | #DIV/0! | 0.81 | 0 | 0 | #DIV/0! | #DIV/0! | #DIV/0! | #DIV/0! | #DIV/0! | #DIV/0! | #DIV/0! | #DIV/0! | #DIV/0! | #DIV/0!
[5 empty] | #DIV/0! | #DIV/0! | #DIV/0! | 0.2 | 0 | 0 | #DIV/0! | #DIV/0! | #DIV/0! | #DIV/0! | #DIV/0! | #DIV/0! | #DIV/0! | #DIV/0! | #DIV/0! | #DIV/0! | 0.5 | 0 | 0 | #DIV/0! | #DIV/0! | #DIV/0! | #DIV/0! | #DIV/0! | #DIV/0! | #DIV/0! | #DIV/0! | #DIV/0! | #DIV/0! | 0.81 | 0 | 0 | #DIV/0! | #DIV/0! | #DIV/0! | #DIV/0! | #DIV/0! | #DIV/0! | #DIV/0! | #DIV/0! | #DIV/0! | #DIV/0!
[5 empty] | #DIV/0! | #DIV/0! | #DIV/0! | 0.2 | 0 | 0 | #DIV/0! | #DIV/0! | #DIV/0! | #DIV/0! | #DIV/0! | #DIV/0! | #DIV/0! | #DIV/0! | #DIV/0! | #DIV/0! | 0.5 | 0 | 0 | #DIV/0! | #DIV/0! | #DIV/0! | #DIV/0! | #DIV/0! | #DIV/0! | #DIV/0! | #DIV/0! | #DIV/0! | #DIV/0! | 0.81 | 0 | 0 | #DIV/0! | #DIV/0! | #DIV/0! | #DIV/0! | #DIV/0! | #DIV/0! | #DIV/0! | #DIV/0! | #DIV/0! | #DIV/0!
[5 empty] | #DIV/0! | #DIV/0! | #DIV/0! | 0.2 | 0 | 0 | #DIV/0! | #DIV/0! | #DIV/0! | #DIV/0! | #DIV/0! | #DIV/0! | #DIV/0! | #DIV/0! | #DIV/0! | #DIV/0! | 0.5 | 0 | 0 | #DIV/0! | #DIV/0! | #DIV/0! | #DIV/0! | #DIV/0! | #DIV/0! | #DIV/0! | #DIV/0! | #DIV/0! | #DIV/0! | 0.81 | 0 | 0 | #DIV/0! | #DIV/0! | #DIV/0! | #DIV/0! | #DIV/0! | #DIV/0! | #DIV/0! | #DIV/0! | #DIV/0! | #DIV/0!
[5 empty] | #DIV/0! | #DIV/0! | #DIV/0! | 0.2 | 0 | 0 | #DIV/0! | #DIV/0! | #DIV/0! | #DIV/0! | #DIV/0! | #DIV/0! | #DIV/0! | #DIV/0! | #DIV/0! | #DIV/0! | 0.5 | 0 | 0 | #DIV/0! | #DIV/0! | #DIV/0! | #DIV/0! | #DIV/0! | #DIV/0! | #DIV/0! | #DIV/0! | #DIV/0! | #DIV/0! | 0.81 | 0 | 0 | #DIV/0! | #DIV/0! | #DIV/0! | #DIV/0! | #DIV/0! | #DIV/0! | #DIV/0! | #DIV/0! | #DIV/0! | #DIV/0!
[5 empty] | #DIV/0! | #DIV/0! | #DIV/0! | 0.2 | 0 | 0 | #DIV/0! | #DIV/0! | #DIV/0! | #DIV/0! | #DIV/0! | #DIV/0! | #DIV/0! | #DIV/0! | #DIV/0! | #DIV/0! | 0.5 | 0 | 0 | #DIV/0! | #DIV/0! | #DIV/0! | #DIV/0! | #DIV/0! | #DIV/0! | #DIV/0! | #DIV/0! | #DIV/0! | #DIV/0! | 0.81 | 0 | 0 | #DIV/0! | #DIV/0! | #DIV/0! | #DIV/0! | #DIV/0! | #DIV/0! | #DIV/0! | #DIV/0! | #DIV/0! | #DIV/0!
[5 empty] | #DIV/0! | #DIV/0! | #DIV/0! | 0.2 | 0 | 0 | #DIV/0! | #DIV/0! | #DIV/0! | #DIV/0! | #DIV/0! | #DIV/0! | #DIV/0! | #DIV/0! | #DIV/0! | #DIV/0! | 0.5 | 0 | 0 | #DIV/0! | #DIV/0! | #DIV/0! | #DIV/0! | #DIV/0! | #DIV/0! | #DIV/0! | #DIV/0! | #DIV/0! | #DIV/0! | 0.81 | 0 | 0 | #DIV/0! | #DIV/0! | #DIV/0! | #DIV/0! | #DIV/0! | #DIV/0! | #DIV/0! | #DIV/0! | #DIV/0! | #DIV/0!
[5 empty] | #DIV/0! | #DIV/0! | #DIV/0! | 0.2 | 0 | 0 | #DIV/0! | #DIV/0! | #DIV/0! | #DIV/0! | #DIV/0! | #DIV/0! | #DIV/0! | #DIV/0! | #DIV/0! | #DIV/0! | 0.5 | 0 | 0 | #DIV/0! | #DIV/0! | #DIV/0! | #DIV/0! | #DIV/0! | #DIV/0! | #DIV/0! | #DIV/0! | #DIV/0! | #DIV/0! | 0.81 | 0 | 0 | #DIV/0! | #DIV/0! | #DIV/0! | #DIV/0! | #DIV/0! | #DIV/0! | #DIV/0! | #DIV/0! | #DIV/0! | #DIV/0!
[5 empty] | #DIV/0! | #DIV/0! | #DIV/0! | 0.2 | 0 | 0 | #DIV/0! | #DIV/0! | #DIV/0! | #DIV/0! | #DIV/0! | #DIV/0! | #DIV/0! | #DIV/0! | #DIV/0! | #DIV/0! | 0.5 | 0 | 0 | #DIV/0! | #DIV/0! | #DIV/0! | #DIV/0! | #DIV/0! | #DIV/0! | #DIV/0! | #DIV/0! | #DIV/0! | #DIV/0! | 0.81 | 0 | 0 | #DIV/0! | #DIV/0! | #DIV/0! | #DIV/0! | #DIV/0! | #DIV/0! | #DIV/0! | #DIV/0! | #DIV/0! | #DIV/0!
[5 empty] | #DIV/0! | #DIV/0! | #DIV/0! | 0.2 | 0 | 0 | #DIV/0! | #DIV/0! | #DIV/0! | #DIV/0! | #DIV/0! | #DIV/0! | #DIV/0! | #DIV/0! | #DIV/0! | #DIV/0! | 0.5 | 0 | 0 | #DIV/0! | #DIV/0! | #DIV/0! | #DIV/0! | #DIV/0! | #DIV/0! | #DIV/0! | #DIV/0! | #DIV/0! | #DIV/0! | 0.81 | 0 | 0 | #DIV/0! | #DIV/0! | #DIV/0! | #DIV/0! | #DIV/0! | #DIV/0! | #DIV/0! | #DIV/0! | #DIV/0! | #DIV/0!
[5 empty] | #DIV/0! | #DIV/0! | #DIV/0! | 0.2 | 0 | 0 | #DIV/0! | #DIV/0! | #DIV/0! | #DIV/0! | #DIV/0! | #DIV/0! | #DIV/0! | #DIV/0! | #DIV/0! | #DIV/0! | 0.5 | 0 | 0 | #DIV/0! | #DIV/0! | #DIV/0! | #DIV/0! | #DIV/0! | #DIV/0! | #DIV/0! | #DIV/0! | #DIV/0! | #DIV/0! | 0.81 | 0 | 0 | #DIV/0! | #DIV/0! | #DIV/0! | #DIV/0! | #DIV/0! | #DIV/0! | #DIV/0! | #DIV/0! | #DIV/0! | #DIV/0!
[5 empty] | #DIV/0! | #DIV/0! | #DIV/0! | 0.2 | 0 | 0 | #DIV/0! | #DIV/0! | #DIV/0! | #DIV/0! | #DIV/0! | #DIV/0! | #DIV/0! | #DIV/0! | #DIV/0! | #DIV/0! | 0.5 | 0 | 0 | #DIV/0! | #DIV/0! | #DIV/0! | #DIV/0! | #DIV/0! | #DIV/0! | #DIV/0! | #DIV/0! | #DIV/0! | #DIV/0! | 0.81 | 0 | 0 | #DIV/0! | #DIV/0! | #DIV/0! | #DIV/0! | #DIV/0! | #DIV/0! | #DIV/0! | #DIV/0! | #DIV/0! | #DIV/0!
[5 empty] | #DIV/0! | #DIV/0! | #DIV/0! | 0.2 | 0 | 0 | #DIV/0! | #DIV/0! | #DIV/0! | #DIV/0! | #DIV/0! | #DIV/0! | #DIV/0! | #DIV/0! | #DIV/0! | #DIV/0! | 0.5 | 0 | 0 | #DIV/0! | #DIV/0! | #DIV/0! | #DIV/0! | #DIV/0! | #DIV/0! | #DIV/0! | #DIV/0! | #DIV/0! | #DIV/0! | 0.81 | 0 | 0 | #DIV/0! | #DIV/0! | #DIV/0! | #DIV/0! | #DIV/0! | #DIV/0! | #DIV/0! | #DIV/0! | #DIV/0! | #DIV/0!
[5 empty] | #DIV/0! | #DIV/0! | #DIV/0! | 0.2 | 0 | 0 | #DIV/0! | #DIV/0! | #DIV/0! | #DIV/0! | #DIV/0! | #DIV/0! | #DIV/0! | #DIV/0! | #DIV/0! | #DIV/0! | 0.5 | 0 | 0 | #DIV/0! | #DIV/0! | #DIV/0! | #DIV/0! | #DIV/0! | #DIV/0! | #DIV/0! | #DIV/0! | #DIV/0! | #DIV/0! | 0.81 | 0 | 0 | #DIV/0! | #DIV/0! | #DIV/0! | #DIV/0! | #DIV/0! | #DIV/0! | #DIV/0! | #DIV/0! | #DIV/0! | #DIV/0!
[5 empty] | #DIV/0! | #DIV/0! | #DIV/0! | 0.2 | 0 | 0 | #DIV/0! | #DIV/0! | #DIV/0! | #DIV/0! | #DIV/0! | #DIV/0! | #DIV/0! | #DIV/0! | #DIV/0! | #DIV/0! | 0.5 | 0 | 0 | #DIV/0! | #DIV/0! | #DIV/0! | #DIV/0! | #DIV/0! | #DIV/0! | #DIV/0! | #DIV/0! | #DIV/0! | #DIV/0! | 0.81 | 0 | 0 | #DIV/0! | #DIV/0! | #DIV/0! | #DIV/0! | #DIV/0! | #DIV/0! | #DIV/0! | #DIV/0! | #DIV/0! | #DIV/0!
[5 empty] | #DIV/0! | #DIV/0! | #DIV/0! | 0.2 | 0 | 0 | #DIV/0! | #DIV/0! | #DIV/0! | #DIV/0! | #DIV/0! | #DIV/0! | #DIV/0! | #DIV/0! | #DIV/0! | #DIV/0! | 0.5 | 0 | 0 | #DIV/0! | #DIV/0! | #DIV/0! | #DIV/0! | #DIV/0! | #DIV/0! | #DIV/0! | #DIV/0! | #DIV/0! | #DIV/0! | 0.81 | 0 | 0 | #DIV/0! | #DIV/0! | #DIV/0! | #DIV/0! | #DIV/0! | #DIV/0! | #DIV/0! | #DIV/0! | #DIV/0! | #DIV/0!
[5 empty] | #DIV/0! | #DIV/0! | #DIV/0! | 0.2 | 0 | 0 | #DIV/0! | #DIV/0! | #DIV/0! | #DIV/0! | #DIV/0! | #DIV/0! | #DIV/0! | #DIV/0! | #DIV/0! | #DIV/0! | 0.5 | 0 | 0 | #DIV/0! | #DIV/0! | #DIV/0! | #DIV/0! | #DIV/0! | #DIV/0! | #DIV/0! | #DIV/0! | #DIV/0! | #DIV/0! | 0.81 | 0 | 0 | #DIV/0! | #DIV/0! | #DIV/0! | #DIV/0! | #DIV/0! | #DIV/0! | #DIV/0! | #DIV/0! | #DIV/0! | #DIV/0!
[5 empty] | #DIV/0! | #DIV/0! | #DIV/0! | 0.2 | 0 | 0 | #DIV/0! | #DIV/0! | #DIV/0! | #DIV/0! | #DIV/0! | #DIV/0! | #DIV/0! | #DIV/0! | #DIV/0! | #DIV/0! | 0.5 | 0 | 0 | #DIV/0! | #DIV/0! | #DIV/0! | #DIV/0! | #DIV/0! | #DIV/0! | #DIV/0! | #DIV/0! | #DIV/0! | #DIV/0! | 0.81 | 0 | 0 | #DIV/0! | #DIV/0! | #DIV/0! | #DIV/0! | #DIV/0! | #DIV/0! | #DIV/0! | #DIV/0! | #DIV/0! | #DIV/0!
[5 empty] | #DIV/0! | #DIV/0! | #DIV/0! | 0.2 | 0 | 0 | #DIV/0! | #DIV/0! | #DIV/0! | #DIV/0! | #DIV/0! | #DIV/0! | #DIV/0! | #DIV/0! | #DIV/0! | #DIV/0! | 0.5 | 0 | 0 | #DIV/0! | #DIV/0! | #DIV/0! | #DIV/0! | #DIV/0! | #DIV/0! | #DIV/0! | #DIV/0! | #DIV/0! | #DIV/0! | 0.81 | 0 | 0 | #DIV/0! | #DIV/0! | #DIV/0! | #DIV/0! | #DIV/0! | #DIV/0! | #DIV/0! | #DIV/0! | #DIV/0! | #DIV/0!
[5 empty] | #DIV/0! | #DIV/0! | #DIV/0! | 0.2 | 0 | 0 | #DIV/0! | #DIV/0! | #DIV/0! | #DIV/0! | #DIV/0! | #DIV/0! | #DIV/0! | #DIV/0! | #DIV/0! | #DIV/0! | 0.5 | 0 | 0 | #DIV/0! | #DIV/0! | #DIV/0! | #DIV/0! | #DIV/0! | #DIV/0! | #DIV/0! | #DIV/0! | #DIV/0! | #DIV/0! | 0.81 | 0 | 0 | #DIV/0! | #DIV/0! | #DIV/0! | #DIV/0! | #DIV/0! | #DIV/0! | #DIV/0! | #DIV/0! | #DIV/0! | #DIV/0!
[5 empty] | #DIV/0! | #DIV/0! | #DIV/0! | 0.2 | 0 | 0 | #DIV/0! | #DIV/0! | #DIV/0! | #DIV/0! | #DIV/0! | #DIV/0! | #DIV/0! | #DIV/0! | #DIV/0! | #DIV/0! | 0.5 | 0 | 0 | #DIV/0! | #DIV/0! | #DIV/0! | #DIV/0! | #DIV/0! | #DIV/0! | #DIV/0! | #DIV/0! | #DIV/0! | #DIV/0! | 0.81 | 0 | 0 | #DIV/0! | #DIV/0! | #DIV/0! | #DIV/0! | #DIV/0! | #DIV/0! | #DIV/0! | #DIV/0! | #DIV/0! | #DIV/0!
[5 empty] | #DIV/0! | #DIV/0! | #DIV/0! | 0.2 | 0 | 0 | #DIV/0! | #DIV/0! | #DIV/0! | #DIV/0! | #DIV/0! | #DIV/0! | #DIV/0! | #DIV/0! | #DIV/0! | #DIV/0! | 0.5 | 0 | 0 | #DIV/0! | #DIV/0! | #DIV/0! | #DIV/0! | #DIV/0! | #DIV/0! | #DIV/0! | #DIV/0! | #DIV/0! | #DIV/0! | 0.81 | 0 | 0 | #DIV/0! | #DIV/0! | #DIV/0! | #DIV/0! | #DIV/0! | #DIV/0! | #DIV/0! | #DIV/0! | #DIV/0! | #DIV/0!
[5 empty] | #DIV/0! | #DIV/0! | #DIV/0! | 0.2 | 0 | 0 | #DIV/0! | #DIV/0! | #DIV/0! | #DIV/0! | #DIV/0! | #DIV/0! | #DIV/0! | #DIV/0! | #DIV/0! | #DIV/0! | 0.5 | 0 | 0 | #DIV/0! | #DIV/0! | #DIV/0! | #DIV/0! | #DIV/0! | #DIV/0! | #DIV/0! | #DIV/0! | #DIV/0! | #DIV/0! | 0.81 | 0 | 0 | #DIV/0! | #DIV/0! | #DIV/0! | #DIV/0! | #DIV/0! | #DIV/0! | #DIV/0! | #DIV/0! | #DIV/0! | #DIV/0!
[5 empty] | #DIV/0! | #DIV/0! | #DIV/0! | 0.2 | 0 | 0 | #DIV/0! | #DIV/0! | #DIV/0! | #DIV/0! | #DIV/0! | #DIV/0! | #DIV/0! | #DIV/0! | #DIV/0! | #DIV/0! | 0.5 | 0 | 0 | #DIV/0! | #DIV/0! | #DIV/0! | #DIV/0! | #DIV/0! | #DIV/0! | #DIV/0! | #DIV/0! | #DIV/0! | #DIV/0! | 0.81 | 0 | 0 | #DIV/0! | #DIV/0! | #DIV/0! | #DIV/0! | #DIV/0! | #DIV/0! | #DIV/0! | #DIV/0! | #DIV/0! | #DIV/0!
[5 empty] | #DIV/0! | #DIV/0! | #DIV/0! | 0.2 | 0 | 0 | #DIV/0! | #DIV/0! | #DIV/0! | #DIV/0! | #DIV/0! | #DIV/0! | #DIV/0! | #DIV/0! | #DIV/0! | #DIV/0! | 0.5 | 0 | 0 | #DIV/0! | #DIV/0! | #DIV/0! | #DIV/0! | #DIV/0! | #DIV/0! | #DIV/0! | #DIV/0! | #DIV/0! | #DIV/0! | 0.81 | 0 | 0 | #DIV/0! | #DIV/0! | #DIV/0! | #DIV/0! | #DIV/0! | #DIV/0! | #DIV/0! | #DIV/0! | #DIV/0! | #DIV/0!
[5 empty] | #DIV/0! | #DIV/0! | #DIV/0! | 0.2 | 0 | 0 | #DIV/0! | #DIV/0! | #DIV/0! | #DIV/0! | #DIV/0! | #DIV/0! | #DIV/0! | #DIV/0! | #DIV/0! | #DIV/0! | 0.5 | 0 | 0 | #DIV/0! | #DIV/0! | #DIV/0! | #DIV/0! | #DIV/0! | #DIV/0! | #DIV/0! | #DIV/0! | #DIV/0! | #DIV/0! | 0.81 | 0 | 0 | #DIV/0! | #DIV/0! | #DIV/0! | #DIV/0! | #DIV/0! | #DIV/0! | #DIV/0! | #DIV/0! | #DIV/0! | #DIV/0!
[5 empty] | #DIV/0! | #DIV/0! | #DIV/0! | 0.2 | 0 | 0 | #DIV/0! | #DIV/0! | #DIV/0! | #DIV/0! | #DIV/0! | #DIV/0! | #DIV/0! | #DIV/0! | #DIV/0! | #DIV/0! | 0.5 | 0 | 0 | #DIV/0! | #DIV/0! | #DIV/0! | #DIV/0! | #DIV/0! | #DIV/0! | #DIV/0! | #DIV/0! | #DIV/0! | #DIV/0! | 0.81 | 0 | 0 | #DIV/0! | #DIV/0! | #DIV/0! | #DIV/0! | #DIV/0! | #DIV/0! | #DIV/0! | #DIV/0! | #DIV/0! | #DIV/0!
[5 empty] | #DIV/0! | #DIV/0! | #DIV/0! | 0.2 | 0 | 0 | #DIV/0! | #DIV/0! | #DIV/0! | #DIV/0! | #DIV/0! | #DIV/0! | #DIV/0! | #DIV/0! | #DIV/0! | #DIV/0! | 0.5 | 0 | 0 | #DIV/0! | #DIV/0! | #DIV/0! | #DIV/0! | #DIV/0! | #DIV/0! | #DIV/0! | #DIV/0! | #DIV/0! | #DIV/0! | 0.81 | 0 | 0 | #DIV/0! | #DIV/0! | #DIV/0! | #DIV/0! | #DIV/0! | #DIV/0! | #DIV/0! | #DIV/0! | #DIV/0! | #DIV/0!
[5 empty] | #DIV/0! | #DIV/0! | #DIV/0! | 0.2 | 0 | 0 | #DIV/0! | #DIV/0! | #DIV/0! | #DIV/0! | #DIV/0! | #DIV/0! | #DIV/0! | #DIV/0! | #DIV/0! | #DIV/0! | 0.5 | 0 | 0 | #DIV/0! | #DIV/0! | #DIV/0! | #DIV/0! | #DIV/0! | #DIV/0! | #DIV/0! | #DIV/0! | #DIV/0! | #DIV/0! | 0.81 | 0 | 0 | #DIV/0! | #DIV/0! | #DIV/0! | #DIV/0! | #DIV/0! | #DIV/0! | #DIV/0! | #DIV/0! | #DIV/0! | #DIV/0!
[5 empty] | #DIV/0! | #DIV/0! | #DIV/0! | 0.2 | 0 | 0 | #DIV/0! | #DIV/0! | #DIV/0! | #DIV/0! | #DIV/0! | #DIV/0! | #DIV/0! | #DIV/0! | #DIV/0! | #DIV/0! | 0.5 | 0 | 0 | #DIV/0! | #DIV/0! | #DIV/0! | #DIV/0! | #DIV/0! | #DIV/0! | #DIV/0! | #DIV/0! | #DIV/0! | #DIV/0! | 0.81 | 0 | 0 | #DIV/0! | #DIV/0! | #DIV/0! | #DIV/0! | #DIV/0! | #DIV/0! | #DIV/0! | #DIV/0! | #DIV/0! | #DIV/0!
[5 empty] | #DIV/0! | #DIV/0! | #DIV/0! | 0.2 | 0 | 0 | #DIV/0! | #DIV/0! | #DIV/0! | #DIV/0! | #DIV/0! | #DIV/0! | #DIV/0! | #DIV/0! | #DIV/0! | #DIV/0! | 0.5 | 0 | 0 | #DIV/0! | #DIV/0! | #DIV/0! | #DIV/0! | #DIV/0! | #DIV/0! | #DIV/0! | #DIV/0! | #DIV/0! | #DIV/0! | 0.81 | 0 | 0 | #DIV/0! | #DIV/0! | #DIV/0! | #DIV/0! | #DIV/0! | #DIV/0! | #DIV/0! | #DIV/0! | #DIV/0! | #DIV/0!
[5 empty] | #DIV/0! | #DIV/0! | #DIV/0! | 0.2 | 0 | 0 | #DIV/0! | #DIV/0! | #DIV/0! | #DIV/0! | #DIV/0! | #DIV/0! | #DIV/0! | #DIV/0! | #DIV/0! | #DIV/0! | 0.5 | 0 | 0 | #DIV/0! | #DIV/0! | #DIV/0! | #DIV/0! | #DIV/0! | #DIV/0! | #DIV/0! | #DIV/0! | #DIV/0! | #DIV/0! | 0.81 | 0 | 0 | #DIV/0! | #DIV/0! | #DIV/0! | #DIV/0! | #DIV/0! | #DIV/0! | #DIV/0! | #DIV/0! | #DIV/0! | #DIV/0!
[5 empty] | #DIV/0! | #DIV/0! | #DIV/0! | 0.2 | 0 | 0 | #DIV/0! | #DIV/0! | #DIV/0! | #DIV/0! | #DIV/0! | #DIV/0! | #DIV/0! | #DIV/0! | #DIV/0! | #DIV/0! | 0.5 | 0 | 0 | #DIV/0! | #DIV/0! | #DIV/0! | #DIV/0! | #DIV/0! | #DIV/0! | #DIV/0! | #DIV/0! | #DIV/0! | #DIV/0! | 0.81 | 0 | 0 | #DIV/0! | #DIV/0! | #DIV/0! | #DIV/0! | #DIV/0! | #DIV/0! | #DIV/0! | #DIV/0! | #DIV/0! | #DIV/0!
[5 empty] | #DIV/0! | #DIV/0! | #DIV/0! | 0.2 | 0 | 0 | #DIV/0! | #DIV/0! | #DIV/0! | #DIV/0! | #DIV/0! | #DIV/0! | #DIV/0! | #DIV/0! | #DIV/0! | #DIV/0! | 0.5 | 0 | 0 | #DIV/0! | #DIV/0! | #DIV/0! | #DIV/0! | #DIV/0! | #DIV/0! | #DIV/0! | #DIV/0! | #DIV/0! | #DIV/0! | 0.81 | 0 | 0 | #DIV/0! | #DIV/0! | #DIV/0! | #DIV/0! | #DIV/0! | #DIV/0! | #DIV/0! | #DIV/0! | #DIV/0! | #DIV/0!
[5 empty] | #DIV/0! | #DIV/0! | #DIV/0! | 0.2 | 0 | 0 | #DIV/0! | #DIV/0! | #DIV/0! | #DIV/0! | #DIV/0! | #DIV/0! | #DIV/0! | #DIV/0! | #DIV/0! | #DIV/0! | 0.5 | 0 | 0 | #DIV/0! | #DIV/0! | #DIV/0! | #DIV/0! | #DIV/0! | #DIV/0! | #DIV/0! | #DIV/0! | #DIV/0! | #DIV/0! | 0.81 | 0 | 0 | #DIV/0! | #DIV/0! | #DIV/0! | #DIV/0! | #DIV/0! | #DIV/0! | #DIV/0! | #DIV/0! | #DIV/0! | #DIV/0!
[5 empty] | #DIV/0! | #DIV/0! | #DIV/0! | 0.2 | 0 | 0 | #DIV/0! | #DIV/0! | #DIV/0! | #DIV/0! | #DIV/0! | #DIV/0! | #DIV/0! | #DIV/0! | #DIV/0! | #DIV/0! | 0.5 | 0 | 0 | #DIV/0! | #DIV/0! | #DIV/0! | #DIV/0! | #DIV/0! | #DIV/0! | #DIV/0! | #DIV/0! | #DIV/0! | #DIV/0! | 0.81 | 0 | 0 | #DIV/0! | #DIV/0! | #DIV/0! | #DIV/0! | #DIV/0! | #DIV/0! | #DIV/0! | #DIV/0! | #DIV/0! | #DIV/0!
[5 empty] | #DIV/0! | #DIV/0! | #DIV/0! | 0.2 | 0 | 0 | #DIV/0! | #DIV/0! | #DIV/0! | #DIV/0! | #DIV/0! | #DIV/0! | #DIV/0! | #DIV/0! | #DIV/0! | #DIV/0! | 0.5 | 0 | 0 | #DIV/0! | #DIV/0! | #DIV/0! | #DIV/0! | #DIV/0! | #DIV/0! | #DIV/0! | #DIV/0! | #DIV/0! | #DIV/0! | 0.81 | 0 | 0 | #DIV/0! | #DIV/0! | #DIV/0! | #DIV/0! | #DIV/0! | #DIV/0! | #DIV/0! | #DIV/0! | #DIV/0! | #DIV/0!
[5 empty] | #DIV/0! | #DIV/0! | #DIV/0! | 0.2 | 0 | 0 | #DIV/0! | #DIV/0! | #DIV/0! | #DIV/0! | #DIV/0! | #DIV/0! | #DIV/0! | #DIV/0! | #DIV/0! | #DIV/0! | 0.5 | 0 | 0 | #DIV/0! | #DIV/0! | #DIV/0! | #DIV/0! | #DIV/0! | #DIV/0! | #DIV/0! | #DIV/0! | #DIV/0! | #DIV/0! | 0.81 | 0 | 0 | #DIV/0! | #DIV/0! | #DIV/0! | #DIV/0! | #DIV/0! | #DIV/0! | #DIV/0! | #DIV/0! | #DIV/0! | #DIV/0!
[5 empty] | #DIV/0! | #DIV/0! | #DIV/0! | 0.2 | 0 | 0 | #DIV/0! | #DIV/0! | #DIV/0! | #DIV/0! | #DIV/0! | #DIV/0! | #DIV/0! | #DIV/0! | #DIV/0! | #DIV/0! | 0.5 | 0 | 0 | #DIV/0! | #DIV/0! | #DIV/0! | #DIV/0! | #DIV/0! | #DIV/0! | #DIV/0! | #DIV/0! | #DIV/0! | #DIV/0! | 0.81 | 0 | 0 | #DIV/0! | #DIV/0! | #DIV/0! | #DIV/0! | #DIV/0! | #DIV/0! | #DIV/0! | #DIV/0! | #DIV/0! | #DIV/0!
[5 empty] | #DIV/0! | #DIV/0! | #DIV/0! | 0.2 | 0 | 0 | #DIV/0! | #DIV/0! | #DIV/0! | #DIV/0! | #DIV/0! | #DIV/0! | #DIV/0! | #DIV/0! | #DIV/0! | #DIV/0! | 0.5 | 0 | 0 | #DIV/0! | #DIV/0! | #DIV/0! | #DIV/0! | #DIV/0! | #DIV/0! | #DIV/0! | #DIV/0! | #DIV/0! | #DIV/0! | 0.81 | 0 | 0 | #DIV/0! | #DIV/0! | #DIV/0! | #DIV/0! | #DIV/0! | #DIV/0! | #DIV/0! | #DIV/0! | #DIV/0! | #DIV/0!
[5 empty] | #DIV/0! | #DIV/0! | #DIV/0! | 0.2 | 0 | 0 | #DIV/0! | #DIV/0! | #DIV/0! | #DIV/0! | #DIV/0! | #DIV/0! | #DIV/0! | #DIV/0! | #DIV/0! | #DIV/0! | 0.5 | 0 | 0 | #DIV/0! | #DIV/0! | #DIV/0! | #DIV/0! | #DIV/0! | #DIV/0! | #DIV/0! | #DIV/0! | #DIV/0! | #DIV/0! | 0.81 | 0 | 0 | #DIV/0! | #DIV/0! | #DIV/0! | #DIV/0! | #DIV/0! | #DIV/0! | #DIV/0! | #DIV/0! | #DIV/0! | #DIV/0!
[5 empty] | #DIV/0! | #DIV/0! | #DIV/0! | 0.2 | 0 | 0 | #DIV/0! | #DIV/0! | #DIV/0! | #DIV/0! | #DIV/0! | #DIV/0! | #DIV/0! | #DIV/0! | #DIV/0! | #DIV/0! | 0.5 | 0 | 0 | #DIV/0! | #DIV/0! | #DIV/0! | #DIV/0! | #DIV/0! | #DIV/0! | #DIV/0! | #DIV/0! | #DIV/0! | #DIV/0! | 0.81 | 0 | 0 | #DIV/0! | #DIV/0! | #DIV/0! | #DIV/0! | #DIV/0! | #DIV/0! | #DIV/0! | #DIV/0! | #DIV/0! | #DIV/0!
[5 empty] | #DIV/0! | #DIV/0! | #DIV/0! | 0.2 | 0 | 0 | #DIV/0! | #DIV/0! | #DIV/0! | #DIV/0! | #DIV/0! | #DIV/0! | #DIV/0! | #DIV/0! | #DIV/0! | #DIV/0! | 0.5 | 0 | 0 | #DIV/0! | #DIV/0! | #DIV/0! | #DIV/0! | #DIV/0! | #DIV/0! | #DIV/0! | #DIV/0! | #DIV/0! | #DIV/0! | 0.81 | 0 | 0 | #DIV/0! | #DIV/0! | #DIV/0! | #DIV/0! | #DIV/0! | #DIV/0! | #DIV/0! | #DIV/0! | #DIV/0! | #DIV/0!
[5 empty] | #DIV/0! | #DIV/0! | #DIV/0! | 0.2 | 0 | 0 | #DIV/0! | #DIV/0! | #DIV/0! | #DIV/0! | #DIV/0! | #DIV/0! | #DIV/0! | #DIV/0! | #DIV/0! | #DIV/0! | 0.5 | 0 | 0 | #DIV/0! | #DIV/0! | #DIV/0! | #DIV/0! | #DIV/0! | #DIV/0! | #DIV/0! | #DIV/0! | #DIV/0! | #DIV/0! | 0.81 | 0 | 0 | #DIV/0! | #DIV/0! | #DIV/0! | #DIV/0! | #DIV/0! | #DIV/0! | #DIV/0! | #DIV/0! | #DIV/0! | #DIV/0!
[5 empty] | #DIV/0! | #DIV/0! | #DIV/0! | 0.2 | 0 | 0 | #DIV/0! | #DIV/0! | #DIV/0! | #DIV/0! | #DIV/0! | #DIV/0! | #DIV/0! | #DIV/0! | #DIV/0! | #DIV/0! | 0.5 | 0 | 0 | #DIV/0! | #DIV/0! | #DIV/0! | #DIV/0! | #DIV/0! | #DIV/0! | #DIV/0! | #DIV/0! | #DIV/0! | #DIV/0! | 0.81 | 0 | 0 | #DIV/0! | #DIV/0! | #DIV/0! | #DIV/0! | #DIV/0! | #DIV/0! | #DIV/0! | #DIV/0! | #DIV/0! | #DIV/0!
[5 empty] | #DIV/0! | #DIV/0! | #DIV/0! | 0.2 | 0 | 0 | #DIV/0! | #DIV/0! | #DIV/0! | #DIV/0! | #DIV/0! | #DIV/0! | #DIV/0! | #DIV/0! | #DIV/0! | #DIV/0! | 0.5 | 0 | 0 | #DIV/0! | #DIV/0! | #DIV/0! | #DIV/0! | #DIV/0! | #DIV/0! | #DIV/0! | #DIV/0! | #DIV/0! | #DIV/0! | 0.81 | 0 | 0 | #DIV/0! | #DIV/0! | #DIV/0! | #DIV/0! | #DIV/0! | #DIV/0! | #DIV/0! | #DIV/0! | #DIV/0! | #DIV/0!
[5 empty] | #DIV/0! | #DIV/0! | #DIV/0! | 0.2 | 0 | 0 | #DIV/0! | #DIV/0! | #DIV/0! | #DIV/0! | #DIV/0! | #DIV/0! | #DIV/0! | #DIV/0! | #DIV/0! | #DIV/0! | 0.5 | 0 | 0 | #DIV/0! | #DIV/0! | #DIV/0! | #DIV/0! | #DIV/0! | #DIV/0! | #DIV/0! | #DIV/0! | #DIV/0! | #DIV/0! | 0.81 | 0 | 0 | #DIV/0! | #DIV/0! | #DIV/0! | #DIV/0! | #DIV/0! | #DIV/0! | #DIV/0! | #DIV/0! | #DIV/0! | #DIV/0!
[5 empty] | #DIV/0! | #DIV/0! | #DIV/0! | 0.2 | 0 | 0 | #DIV/0! | #DIV/0! | #DIV/0! | #DIV/0! | #DIV/0! | #DIV/0! | #DIV/0! | #DIV/0! | #DIV/0! | #DIV/0! | 0.5 | 0 | 0 | #DIV/0! | #DIV/0! | #DIV/0! | #DIV/0! | #DIV/0! | #DIV/0! | #DIV/0! | #DIV/0! | #DIV/0! | #DIV/0! | 0.81 | 0 | 0 | #DIV/0! | #DIV/0! | #DIV/0! | #DIV/0! | #DIV/0! | #DIV/0! | #DIV/0! | #DIV/0! | #DIV/0! | #DIV/0!
[5 empty] | #DIV/0! | #DIV/0! | #DIV/0! | 0.2 | 0 | 0 | #DIV/0! | #DIV/0! | #DIV/0! | #DIV/0! | #DIV/0! | #DIV/0! | #DIV/0! | #DIV/0! | #DIV/0! | #DIV/0! | 0.5 | 0 | 0 | #DIV/0! | #DIV/0! | #DIV/0! | #DIV/0! | #DIV/0! | #DIV/0! | #DIV/0! | #DIV/0! | #DIV/0! | #DIV/0! | 0.81 | 0 | 0 | #DIV/0! | #DIV/0! | #DIV/0! | #DIV/0! | #DIV/0! | #DIV/0! | #DIV/0! | #DIV/0! | #DIV/0! | #DIV/0!
[5 empty] | #DIV/0! | #DIV/0! | #DIV/0! | 0.2 | 0 | 0 | #DIV/0! | #DIV/0! | #DIV/0! | #DIV/0! | #DIV/0! | #DIV/0! | #DIV/0! | #DIV/0! | #DIV/0! | #DIV/0! | 0.5 | 0 | 0 | #DIV/0! | #DIV/0! | #DIV/0! | #DIV/0! | #DIV/0! | #DIV/0! | #DIV/0! | #DIV/0! | #DIV/0! | #DIV/0! | 0.81 | 0 | 0 | #DIV/0! | #DIV/0! | #DIV/0! | #DIV/0! | #DIV/0! | #DIV/0! | #DIV/0! | #DIV/0! | #DIV/0! | #DIV/0!
[5 empty] | #DIV/0! | #DIV/0! | #DIV/0! | 0.2 | 0 | 0 | #DIV/0! | #DIV/0! | #DIV/0! | #DIV/0! | #DIV/0! | #DIV/0! | #DIV/0! | #DIV/0! | #DIV/0! | #DIV/0! | 0.5 | 0 | 0 | #DIV/0! | #DIV/0! | #DIV/0! | #DIV/0! | #DIV/0! | #DIV/0! | #DIV/0! | #DIV/0! | #DIV/0! | #DIV/0! | 0.81 | 0 | 0 | #DIV/0! | #DIV/0! | #DIV/0! | #DIV/0! | #DIV/0! | #DIV/0! | #DIV/0! | #DIV/0! | #DIV/0! | #DIV/0!
[5 empty] | #DIV/0! | #DIV/0! | #DIV/0! | 0.2 | 0 | 0 | #DIV/0! | #DIV/0! | #DIV/0! | #DIV/0! | #DIV/0! | #DIV/0! | #DIV/0! | #DIV/0! | #DIV/0! | #DIV/0! | 0.5 | 0 | 0 | #DIV/0! | #DIV/0! | #DIV/0! | #DIV/0! | #DIV/0! | #DIV/0! | #DIV/0! | #DIV/0! | #DIV/0! | #DIV/0! | 0.81 | 0 | 0 | #DIV/0! | #DIV/0! | #DIV/0! | #DIV/0! | #DIV/0! | #DIV/0! | #DIV/0! | #DIV/0! | #DIV/0! | #DIV/0!
[5 empty] | #DIV/0! | #DIV/0! | #DIV/0! | 0.2 | 0 | 0 | #DIV/0! | #DIV/0! | #DIV/0! | #DIV/0! | #DIV/0! | #DIV/0! | #DIV/0! | #DIV/0! | #DIV/0! | #DIV/0! | 0.5 | 0 | 0 | #DIV/0! | #DIV/0! | #DIV/0! | #DIV/0! | #DIV/0! | #DIV/0! | #DIV/0! | #DIV/0! | #DIV/0! | #DIV/0! | 0.81 | 0 | 0 | #DIV/0! | #DIV/0! | #DIV/0! | #DIV/0! | #DIV/0! | #DIV/0! | #DIV/0! | #DIV/0! | #DIV/0! | #DIV/0!
[5 empty] | #DIV/0! | #DIV/0! | #DIV/0! | 0.2 | 0 | 0 | #DIV/0! | #DIV/0! | #DIV/0! | #DIV/0! | #DIV/0! | #DIV/0! | #DIV/0! | #DIV/0! | #DIV/0! | #DIV/0! | 0.5 | 0 | 0 | #DIV/0! | #DIV/0! | #DIV/0! | #DIV/0! | #DIV/0! | #DIV/0! | #DIV/0! | #DIV/0! | #DIV/0! | #DIV/0! | 0.81 | 0 | 0 | #DIV/0! | #DIV/0! | #DIV/0! | #DIV/0! | #DIV/0! | #DIV/0! | #DIV/0! | #DIV/0! | #DIV/0! | #DIV/0!
[5 empty] | #DIV/0! | #DIV/0! | #DIV/0! | 0.2 | 0 | 0 | #DIV/0! | #DIV/0! | #DIV/0! | #DIV/0! | #DIV/0! | #DIV/0! | #DIV/0! | #DIV/0! | #DIV/0! | #DIV/0! | 0.5 | 0 | 0 | #DIV/0! | #DIV/0! | #DIV/0! | #DIV/0! | #DIV/0! | #DIV/0! | #DIV/0! | #DIV/0! | #DIV/0! | #DIV/0! | 0.81 | 0 | 0 | #DIV/0! | #DIV/0! | #DIV/0! | #DIV/0! | #DIV/0! | #DIV/0! | #DIV/0! | #DIV/0! | #DIV/0! | #DIV/0!
[5 empty] | #DIV/0! | #DIV/0! | #DIV/0! | 0.2 | 0 | 0 | #DIV/0! | #DIV/0! | #DIV/0! | #DIV/0! | #DIV/0! | #DIV/0! | #DIV/0! | #DIV/0! | #DIV/0! | #DIV/0! | 0.5 | 0 | 0 | #DIV/0! | #DIV/0! | #DIV/0! | #DIV/0! | #DIV/0! | #DIV/0! | #DIV/0! | #DIV/0! | #DIV/0! | #DIV/0! | 0.81 | 0 | 0 | #DIV/0! | #DIV/0! | #DIV/0! | #DIV/0! | #DIV/0! | #DIV/0! | #DIV/0! | #DIV/0! | #DIV/0! | #DIV/0!
[5 empty] | #DIV/0! | #DIV/0! | #DIV/0! | 0.2 | 0 | 0 | #DIV/0! | #DIV/0! | #DIV/0! | #DIV/0! | #DIV/0! | #DIV/0! | #DIV/0! | #DIV/0! | #DIV/0! | #DIV/0! | 0.5 | 0 | 0 | #DIV/0! | #DIV/0! | #DIV/0! | #DIV/0! | #DIV/0! | #DIV/0! | #DIV/0! | #DIV/0! | #DIV/0! | #DIV/0! | 0.81 | 0 | 0 | #DIV/0! | #DIV/0! | #DIV/0! | #DIV/0! | #DIV/0! | #DIV/0! | #DIV/0! | #DIV/0! | #DIV/0! | #DIV/0!
[5 empty] | #DIV/0! | #DIV/0! | #DIV/0! | 0.2 | 0 | 0 | #DIV/0! | #DIV/0! | #DIV/0! | #DIV/0! | #DIV/0! | #DIV/0! | #DIV/0! | #DIV/0! | #DIV/0! | #DIV/0! | 0.5 | 0 | 0 | #DIV/0! | #DIV/0! | #DIV/0! | #DIV/0! | #DIV/0! | #DIV/0! | #DIV/0! | #DIV/0! | #DIV/0! | #DIV/0! | 0.81 | 0 | 0 | #DIV/0! | #DIV/0! | #DIV/0! | #DIV/0! | #DIV/0! | #DIV/0! | #DIV/0! | #DIV/0! | #DIV/0! | #DIV/0!
[5 empty] | #DIV/0! | #DIV/0! | #DIV/0! | 0.2 | 0 | 0 | #DIV/0! | #DIV/0! | #DIV/0! | #DIV/0! | #DIV/0! | #DIV/0! | #DIV/0! | #DIV/0! | #DIV/0! | #DIV/0! | 0.5 | 0 | 0 | #DIV/0! | #DIV/0! | #DIV/0! | #DIV/0! | #DIV/0! | #DIV/0! | #DIV/0! | #DIV/0! | #DIV/0! | #DIV/0! | 0.81 | 0 | 0 | #DIV/0! | #DIV/0! | #DIV/0! | #DIV/0! | #DIV/0! | #DIV/0! | #DIV/0! | #DIV/0! | #DIV/0! | #DIV/0!
[5 empty] | #DIV/0! | #DIV/0! | #DIV/0! | 0.2 | 0 | 0 | #DIV/0! | #DIV/0! | #DIV/0! | #DIV/0! | #DIV/0! | #DIV/0! | #DIV/0! | #DIV/0! | #DIV/0! | #DIV/0! | 0.5 | 0 | 0 | #DIV/0! | #DIV/0! | #DIV/0! | #DIV/0! | #DIV/0! | #DIV/0! | #DIV/0! | #DIV/0! | #DIV/0! | #DIV/0! | 0.81 | 0 | 0 | #DIV/0! | #DIV/0! | #DIV/0! | #DIV/0! | #DIV/0! | #DIV/0! | #DIV/0! | #DIV/0! | #DIV/0! | #DIV/0!
[5 empty] | #DIV/0! | #DIV/0! | #DIV/0! | 0.2 | 0 | 0 | #DIV/0! | #DIV/0! | #DIV/0! | #DIV/0! | #DIV/0! | #DIV/0! | #DIV/0! | #DIV/0! | #DIV/0! | #DIV/0! | 0.5 | 0 | 0 | #DIV/0! | #DIV/0! | #DIV/0! | #DIV/0! | #DIV/0! | #DIV/0! | #DIV/0! | #DIV/0! | #DIV/0! | #DIV/0! | 0.81 | 0 | 0 | #DIV/0! | #DIV/0! | #DIV/0! | #DIV/0! | #DIV/0! | #DIV/0! | #DIV/0! | #DIV/0! | #DIV/0! | #DIV/0!
[5 empty] | #DIV/0! | #DIV/0! | #DIV/0! | 0.2 | 0 | 0 | #DIV/0! | #DIV/0! | #DIV/0! | #DIV/0! | #DIV/0! | #DIV/0! | #DIV/0! | #DIV/0! | #DIV/0! | #DIV/0! | 0.5 | 0 | 0 | #DIV/0! | #DIV/0! | #DIV/0! | #DIV/0! | #DIV/0! | #DIV/0! | #DIV/0! | #DIV/0! | #DIV/0! | #DIV/0! | 0.81 | 0 | 0 | #DIV/0! | #DIV/0! | #DIV/0! | #DIV/0! | #DIV/0! | #DIV/0! | #DIV/0! | #DIV/0! | #DIV/0! | #DIV/0!
[5 empty] | #DIV/0! | #DIV/0! | #DIV/0! | 0.2 | 0 | 0 | #DIV/0! | #DIV/0! | #DIV/0! | #DIV/0! | #DIV/0! | #DIV/0! | #DIV/0! | #DIV/0! | #DIV/0! | #DIV/0! | 0.5 | 0 | 0 | #DIV/0! | #DIV/0! | #DIV/0! | #DIV/0! | #DIV/0! | #DIV/0! | #DIV/0! | #DIV/0! | #DIV/0! | #DIV/0! | 0.81 | 0 | 0 | #DIV/0! | #DIV/0! | #DIV/0! | #DIV/0! | #DIV/0! | #DIV/0! | #DIV/0! | #DIV/0! | #DIV/0! | #DIV/0!
[5 empty] | #DIV/0! | #DIV/0! | #DIV/0! | 0.2 | 0 | 0 | #DIV/0! | #DIV/0! | #DIV/0! | #DIV/0! | #DIV/0! | #DIV/0! | #DIV/0! | #DIV/0! | #DIV/0! | #DIV/0! | 0.5 | 0 | 0 | #DIV/0! | #DIV/0! | #DIV/0! | #DIV/0! | #DIV/0! | #DIV/0! | #DIV/0! | #DIV/0! | #DIV/0! | #DIV/0! | 0.81 | 0 | 0 | #DIV/0! | #DIV/0! | #DIV/0! | #DIV/0! | #DIV/0! | #DIV/0! | #DIV/0! | #DIV/0! | #DIV/0! | #DIV/0!
[5 empty] | #DIV/0! | #DIV/0! | #DIV/0! | 0.2 | 0 | 0 | #DIV/0! | #DIV/0! | #DIV/0! | #DIV/0! | #DIV/0! | #DIV/0! | #DIV/0! | #DIV/0! | #DIV/0! | #DIV/0! | 0.5 | 0 | 0 | #DIV/0! | #DIV/0! | #DIV/0! | #DIV/0! | #DIV/0! | #DIV/0! | #DIV/0! | #DIV/0! | #DIV/0! | #DIV/0! | 0.81 | 0 | 0 | #DIV/0! | #DIV/0! | #DIV/0! | #DIV/0! | #DIV/0! | #DIV/0! | #DIV/0! | #DIV/0! | #DIV/0! | #DIV/0!
[5 empty] | #DIV/0! | #DIV/0! | #DIV/0! | 0.2 | 0 | 0 | #DIV/0! | #DIV/0! | #DIV/0! | #DIV/0! | #DIV/0! | #DIV/0! | #DIV/0! | #DIV/0! | #DIV/0! | #DIV/0! | 0.5 | 0 | 0 | #DIV/0! | #DIV/0! | #DIV/0! | #DIV/0! | #DIV/0! | #DIV/0! | #DIV/0! | #DIV/0! | #DIV/0! | #DIV/0! | 0.81 | 0 | 0 | #DIV/0! | #DIV/0! | #DIV/0! | #DIV/0! | #DIV/0! | #DIV/0! | #DIV/0! | #DIV/0! | #DIV/0! | #DIV/0!
[5 empty] | #DIV/0! | #DIV/0! | #DIV/0! | 0.2 | 0 | 0 | #DIV/0! | #DIV/0! | #DIV/0! | #DIV/0! | #DIV/0! | #DIV/0! | #DIV/0! | #DIV/0! | #DIV/0! | #DIV/0! | 0.5 | 0 | 0 | #DIV/0! | #DIV/0! | #DIV/0! | #DIV/0! | #DIV/0! | #DIV/0! | #DIV/0! | #DIV/0! | #DIV/0! | #DIV/0! | 0.81 | 0 | 0 | #DIV/0! | #DIV/0! | #DIV/0! | #DIV/0! | #DIV/0! | #DIV/0! | #DIV/0! | #DIV/0! | #DIV/0! | #DIV/0!
[5 empty] | #DIV/0! | #DIV/0! | #DIV/0! | 0.2 | 0 | 0 | #DIV/0! | #DIV/0! | #DIV/0! | #DIV/0! | #DIV/0! | #DIV/0! | #DIV/0! | #DIV/0! | #DIV/0! | #DIV/0! | 0.5 | 0 | 0 | #DIV/0! | #DIV/0! | #DIV/0! | #DIV/0! | #DIV/0! | #DIV/0! | #DIV/0! | #DIV/0! | #DIV/0! | #DIV/0! | 0.81 | 0 | 0 | #DIV/0! | #DIV/0! | #DIV/0! | #DIV/0! | #DIV/0! | #DIV/0! | #DIV/0! | #DIV/0! | #DIV/0! | #DIV/0!
[5 empty] | #DIV/0! | #DIV/0! | #DIV/0! | 0.2 | 0 | 0 | #DIV/0! | #DIV/0! | #DIV/0! | #DIV/0! | #DIV/0! | #DIV/0! | #DIV/0! | #DIV/0! | #DIV/0! | #DIV/0! | 0.5 | 0 | 0 | #DIV/0! | #DIV/0! | #DIV/0! | #DIV/0! | #DIV/0! | #DIV/0! | #DIV/0! | #DIV/0! | #DIV/0! | #DIV/0! | 0.81 | 0 | 0 | #DIV/0! | #DIV/0! | #DIV/0! | #DIV/0! | #DIV/0! | #DIV/0! | #DIV/0! | #DIV/0! | #DIV/0! | #DIV/0!
[5 empty] | #DIV/0! | #DIV/0! | #DIV/0! | 0.2 | 0 | 0 | #DIV/0! | #DIV/0! | #DIV/0! | #DIV/0! | #DIV/0! | #DIV/0! | #DIV/0! | #DIV/0! | #DIV/0! | #DIV/0! | 0.5 | 0 | 0 | #DIV/0! | #DIV/0! | #DIV/0! | #DIV/0! | #DIV/0! | #DIV/0! | #DIV/0! | #DIV/0! | #DIV/0! | #DIV/0! | 0.81 | 0 | 0 | #DIV/0! | #DIV/0! | #DIV/0! | #DIV/0! | #DIV/0! | #DIV/0! | #DIV/0! | #DIV/0! | #DIV/0! | #DIV/0!
[5 empty] | #DIV/0! | #DIV/0! | #DIV/0! | 0.2 | 0 | 0 | #DIV/0! | #DIV/0! | #DIV/0! | #DIV/0! | #DIV/0! | #DIV/0! | #DIV/0! | #DIV/0! | #DIV/0! | #DIV/0! | 0.5 | 0 | 0 | #DIV/0! | #DIV/0! | #DIV/0! | #DIV/0! | #DIV/0! | #DIV/0! | #DIV/0! | #DIV/0! | #DIV/0! | #DIV/0! | 0.81 | 0 | 0 | #DIV/0! | #DIV/0! | #DIV/0! | #DIV/0! | #DIV/0! | #DIV/0! | #DIV/0! | #DIV/0! | #DIV/0! | #DIV/0!
[5 empty] | #DIV/0! | #DIV/0! | #DIV/0! | 0.2 | 0 | 0 | #DIV/0! | #DIV/0! | #DIV/0! | #DIV/0! | #DIV/0! | #DIV/0! | #DIV/0! | #DIV/0! | #DIV/0! | #DIV/0! | 0.5 | 0 | 0 | #DIV/0! | #DIV/0! | #DIV/0! | #DIV/0! | #DIV/0! | #DIV/0! | #DIV/0! | #DIV/0! | #DIV/0! | #DIV/0! | 0.81 | 0 | 0 | #DIV/0! | #DIV/0! | #DIV/0! | #DIV/0! | #DIV/0! | #DIV/0! | #DIV/0! | #DIV/0! | #DIV/0! | #DIV/0!
[5 empty] | #DIV/0! | #DIV/0! | #DIV/0! | 0.2 | 0 | 0 | #DIV/0! | #DIV/0! | #DIV/0! | #DIV/0! | #DIV/0! | #DIV/0! | #DIV/0! | #DIV/0! | #DIV/0! | #DIV/0! | 0.5 | 0 | 0 | #DIV/0! | #DIV/0! | #DIV/0! | #DIV/0! | #DIV/0! | #DIV/0! | #DIV/0! | #DIV/0! | #DIV/0! | #DIV/0! | 0.81 | 0 | 0 | #DIV/0! | #DIV/0! | #DIV/0! | #DIV/0! | #DIV/0! | #DIV/0! | #DIV/0! | #DIV/0! | #DIV/0! | #DIV/0!
[5 empty] | #DIV/0! | #DIV/0! | #DIV/0! | 0.2 | 0 | 0 | #DIV/0! | #DIV/0! | #DIV/0! | #DIV/0! | #DIV/0! | #DIV/0! | #DIV/0! | #DIV/0! | #DIV/0! | #DIV/0! | 0.5 | 0 | 0 | #DIV/0! | #DIV/0! | #DIV/0! | #DIV/0! | #DIV/0! | #DIV/0! | #DIV/0! | #DIV/0! | #DIV/0! | #DIV/0! | 0.81 | 0 | 0 | #DIV/0! | #DIV/0! | #DIV/0! | #DIV/0! | #DIV/0! | #DIV/0! | #DIV/0! | #DIV/0! | #DIV/0! | #DIV/0!
[5 empty] | #DIV/0! | #DIV/0! | #DIV/0! | 0.2 | 0 | 0 | #DIV/0! | #DIV/0! | #DIV/0! | #DIV/0! | #DIV/0! | #DIV/0! | #DIV/0! | #DIV/0! | #DIV/0! | #DIV/0! | 0.5 | 0 | 0 | #DIV/0! | #DIV/0! | #DIV/0! | #DIV/0! | #DIV/0! | #DIV/0! | #DIV/0! | #DIV/0! | #DIV/0! | #DIV/0! | 0.81 | 0 | 0 | #DIV/0! | #DIV/0! | #DIV/0! | #DIV/0! | #DIV/0! | #DIV/0! | #DIV/0! | #DIV/0! | #DIV/0! | #DIV/0!
[5 empty] | #DIV/0! | #DIV/0! | #DIV/0! | 0.2 | 0 | 0 | #DIV/0! | #DIV/0! | #DIV/0! | #DIV/0! | #DIV/0! | #DIV/0! | #DIV/0! | #DIV/0! | #DIV/0! | #DIV/0! | 0.5 | 0 | 0 | #DIV/0! | #DIV/0! | #DIV/0! | #DIV/0! | #DIV/0! | #DIV/0! | #DIV/0! | #DIV/0! | #DIV/0! | #DIV/0! | 0.81 | 0 | 0 | #DIV/0! | #DIV/0! | #DIV/0! | #DIV/0! | #DIV/0! | #DIV/0! | #DIV/0! | #DIV/0! | #DIV/0! | #DIV/0!
[5 empty] | #DIV/0! | #DIV/0! | #DIV/0! | 0.2 | 0 | 0 | #DIV/0! | #DIV/0! | #DIV/0! | #DIV/0! | #DIV/0! | #DIV/0! | #DIV/0! | #DIV/0! | #DIV/0! | #DIV/0! | 0.5 | 0 | 0 | #DIV/0! | #DIV/0! | #DIV/0! | #DIV/0! | #DIV/0! | #DIV/0! | #DIV/0! | #DIV/0! | #DIV/0! | #DIV/0! | 0.81 | 0 | 0 | #DIV/0! | #DIV/0! | #DIV/0! | #DIV/0! | #DIV/0! | #DIV/0! | #DIV/0! | #DIV/0! | #DIV/0! | #DIV/0!
[5 empty] | #DIV/0! | #DIV/0! | #DIV/0! | 0.2 | 0 | 0 | #DIV/0! | #DIV/0! | #DIV/0! | #DIV/0! | #DIV/0! | #DIV/0! | #DIV/0! | #DIV/0! | #DIV/0! | #DIV/0! | 0.5 | 0 | 0 | #DIV/0! | #DIV/0! | #DIV/0! | #DIV/0! | #DIV/0! | #DIV/0! | #DIV/0! | #DIV/0! | #DIV/0! | #DIV/0! | 0.81 | 0 | 0 | #DIV/0! | #DIV/0! | #DIV/0! | #DIV/0! | #DIV/0! | #DIV/0! | #DIV/0! | #DIV/0! | #DIV/0! | #DIV/0!
[5 empty] | #DIV/0! | #DIV/0! | #DIV/0! | 0.2 | 0 | 0 | #DIV/0! | #DIV/0! | #DIV/0! | #DIV/0! | #DIV/0! | #DIV/0! | #DIV/0! | #DIV/0! | #DIV/0! | #DIV/0! | 0.5 | 0 | 0 | #DIV/0! | #DIV/0! | #DIV/0! | #DIV/0! | #DIV/0! | #DIV/0! | #DIV/0! | #DIV/0! | #DIV/0! | #DIV/0! | 0.81 | 0 | 0 | #DIV/0! | #DIV/0! | #DIV/0! | #DIV/0! | #DIV/0! | #DIV/0! | #DIV/0! | #DIV/0! | #DIV/0! | #DIV/0!
[5 empty] | #DIV/0! | #DIV/0! | #DIV/0! | 0.2 | 0 | 0 | #DIV/0! | #DIV/0! | #DIV/0! | #DIV/0! | #DIV/0! | #DIV/0! | #DIV/0! | #DIV/0! | #DIV/0! | #DIV/0! | 0.5 | 0 | 0 | #DIV/0! | #DIV/0! | #DIV/0! | #DIV/0! | #DIV/0! | #DIV/0! | #DIV/0! | #DIV/0! | #DIV/0! | #DIV/0! | 0.81 | 0 | 0 | #DIV/0! | #DIV/0! | #DIV/0! | #DIV/0! | #DIV/0! | #DIV/0! | #DIV/0! | #DIV/0! | #DIV/0! | #DIV/0!
[5 empty] | #DIV/0! | #DIV/0! | #DIV/0! | 0.2 | 0 | 0 | #DIV/0! | #DIV/0! | #DIV/0! | #DIV/0! | #DIV/0! | #DIV/0! | #DIV/0! | #DIV/0! | #DIV/0! | #DIV/0! | 0.5 | 0 | 0 | #DIV/0! | #DIV/0! | #DIV/0! | #DIV/0! | #DIV/0! | #DIV/0! | #DIV/0! | #DIV/0! | #DIV/0! | #DIV/0! | 0.81 | 0 | 0 | #DIV/0! | #DIV/0! | #DIV/0! | #DIV/0! | #DIV/0! | #DIV/0! | #DIV/0! | #DIV/0! | #DIV/0! | #DIV/0!
[5 empty] | #DIV/0! | #DIV/0! | #DIV/0! | 0.2 | 0 | 0 | #DIV/0! | #DIV/0! | #DIV/0! | #DIV/0! | #DIV/0! | #DIV/0! | #DIV/0! | #DIV/0! | #DIV/0! | #DIV/0! | 0.5 | 0 | 0 | #DIV/0! | #DIV/0! | #DIV/0! | #DIV/0! | #DIV/0! | #DIV/0! | #DIV/0! | #DIV/0! | #DIV/0! | #DIV/0! | 0.81 | 0 | 0 | #DIV/0! | #DIV/0! | #DIV/0! | #DIV/0! | #DIV/0! | #DIV/0! | #DIV/0! | #DIV/0! | #DIV/0! | #DIV/0!
[5 empty] | #DIV/0! | #DIV/0! | #DIV/0! | 0.2 | 0 | 0 | #DIV/0! | #DIV/0! | #DIV/0! | #DIV/0! | #DIV/0! | #DIV/0! | #DIV/0! | #DIV/0! | #DIV/0! | #DIV/0! | 0.5 | 0 | 0 | #DIV/0! | #DIV/0! | #DIV/0! | #DIV/0! | #DIV/0! | #DIV/0! | #DIV/0! | #DIV/0! | #DIV/0! | #DIV/0! | 0.81 | 0 | 0 | #DIV/0! | #DIV/0! | #DIV/0! | #DIV/0! | #DIV/0! | #DIV/0! | #DIV/0! | #DIV/0! | #DIV/0! | #DIV/0!
[5 empty] | #DIV/0! | #DIV/0! | #DIV/0! | 0.2 | 0 | 0 | #DIV/0! | #DIV/0! | #DIV/0! | #DIV/0! | #DIV/0! | #DIV/0! | #DIV/0! | #DIV/0! | #DIV/0! | #DIV/0! | 0.5 | 0 | 0 | #DIV/0! | #DIV/0! | #DIV/0! | #DIV/0! | #DIV/0! | #DIV/0! | #DIV/0! | #DIV/0! | #DIV/0! | #DIV/0! | 0.81 | 0 | 0 | #DIV/0! | #DIV/0! | #DIV/0! | #DIV/0! | #DIV/0! | #DIV/0! | #DIV/0! | #DIV/0! | #DIV/0! | #DIV/0!
[5 empty] | #DIV/0! | #DIV/0! | #DIV/0! | 0.2 | 0 | 0 | #DIV/0! | #DIV/0! | #DIV/0! | #DIV/0! | #DIV/0! | #DIV/0! | #DIV/0! | #DIV/0! | #DIV/0! | #DIV/0! | 0.5 | 0 | 0 | #DIV/0! | #DIV/0! | #DIV/0! | #DIV/0! | #DIV/0! | #DIV/0! | #DIV/0! | #DIV/0! | #DIV/0! | #DIV/0! | 0.81 | 0 | 0 | #DIV/0! | #DIV/0! | #DIV/0! | #DIV/0! | #DIV/0! | #DIV/0! | #DIV/0! | #DIV/0! | #DIV/0! | #DIV/0!
[5 empty] | #DIV/0! | #DIV/0! | #DIV/0! | 0.2 | 0 | 0 | #DIV/0! | #DIV/0! | #DIV/0! | #DIV/0! | #DIV/0! | #DIV/0! | #DIV/0! | #DIV/0! | #DIV/0! | #DIV/0! | 0.5 | 0 | 0 | #DIV/0! | #DIV/0! | #DIV/0! | #DIV/0! | #DIV/0! | #DIV/0! | #DIV/0! | #DIV/0! | #DIV/0! | #DIV/0! | 0.81 | 0 | 0 | #DIV/0! | #DIV/0! | #DIV/0! | #DIV/0! | #DIV/0! | #DIV/0! | #DIV/0! | #DIV/0! | #DIV/0! | #DIV/0!
[5 empty] | #DIV/0! | #DIV/0! | #DIV/0! | 0.2 | 0 | 0 | #DIV/0! | #DIV/0! | #DIV/0! | #DIV/0! | #DIV/0! | #DIV/0! | #DIV/0! | #DIV/0! | #DIV/0! | #DIV/0! | 0.5 | 0 | 0 | #DIV/0! | #DIV/0! | #DIV/0! | #DIV/0! | #DIV/0! | #DIV/0! | #DIV/0! | #DIV/0! | #DIV/0! | #DIV/0! | 0.81 | 0 | 0 | #DIV/0! | #DIV/0! | #DIV/0! | #DIV/0! | #DIV/0! | #DIV/0! | #DIV/0! | #DIV/0! | #DIV/0! | #DIV/0!
[5 empty] | #DIV/0! | #DIV/0! | #DIV/0! | 0.2 | 0 | 0 | #DIV/0! | #DIV/0! | #DIV/0! | #DIV/0! | #DIV/0! | #DIV/0! | #DIV/0! | #DIV/0! | #DIV/0! | #DIV/0! | 0.5 | 0 | 0 | #DIV/0! | #DIV/0! | #DIV/0! | #DIV/0! | #DIV/0! | #DIV/0! | #DIV/0! | #DIV/0! | #DIV/0! | #DIV/0! | 0.81 | 0 | 0 | #DIV/0! | #DIV/0! | #DIV/0! | #DIV/0! | #DIV/0! | #DIV/0! | #DIV/0! | #DIV/0! | #DIV/0! | #DIV/0!
[5 empty] | #DIV/0! | #DIV/0! | #DIV/0! | 0.2 | 0 | 0 | #DIV/0! | #DIV/0! | #DIV/0! | #DIV/0! | #DIV/0! | #DIV/0! | #DIV/0! | #DIV/0! | #DIV/0! | #DIV/0! | 0.5 | 0 | 0 | #DIV/0! | #DIV/0! | #DIV/0! | #DIV/0! | #DIV/0! | #DIV/0! | #DIV/0! | #DIV/0! | #DIV/0! | #DIV/0! | 0.81 | 0 | 0 | #DIV/0! | #DIV/0! | #DIV/0! | #DIV/0! | #DIV/0! | #DIV/0! | #DIV/0! | #DIV/0! | #DIV/0! | #DIV/0!
[5 empty] | #DIV/0! | #DIV/0! | #DIV/0! | 0.2 | 0 | 0 | #DIV/0! | #DIV/0! | #DIV/0! | #DIV/0! | #DIV/0! | #DIV/0! | #DIV/0! | #DIV/0! | #DIV/0! | #DIV/0! | 0.5 | 0 | 0 | #DIV/0! | #DIV/0! | #DIV/0! | #DIV/0! | #DIV/0! | #DIV/0! | #DIV/0! | #DIV/0! | #DIV/0! | #DIV/0! | 0.81 | 0 | 0 | #DIV/0! | #DIV/0! | #DIV/0! | #DIV/0! | #DIV/0! | #DIV/0! | #DIV/0! | #DIV/0! | #DIV/0! | #DIV/0!
[5 empty] | #DIV/0! | #DIV/0! | #DIV/0! | 0.2 | 0 | 0 | #DIV/0! | #DIV/0! | #DIV/0! | #DIV/0! | #DIV/0! | #DIV/0! | #DIV/0! | #DIV/0! | #DIV/0! | #DIV/0! | 0.5 | 0 | 0 | #DIV/0! | #DIV/0! | #DIV/0! | #DIV/0! | #DIV/0! | #DIV/0! | #DIV/0! | #DIV/0! | #DIV/0! | #DIV/0! | 0.81 | 0 | 0 | #DIV/0! | #DIV/0! | #DIV/0! | #DIV/0! | #DIV/0! | #DIV/0! | #DIV/0! | #DIV/0! | #DIV/0! | #DIV/0!
[5 empty] | #DIV/0! | #DIV/0! | #DIV/0! | 0.2 | 0 | 0 | #DIV/0! | #DIV/0! | #DIV/0! | #DIV/0! | #DIV/0! | #DIV/0! | #DIV/0! | #DIV/0! | #DIV/0! | #DIV/0! | 0.5 | 0 | 0 | #DIV/0! | #DIV/0! | #DIV/0! | #DIV/0! | #DIV/0! | #DIV/0! | #DIV/0! | #DIV/0! | #DIV/0! | #DIV/0! | 0.81 | 0 | 0 | #DIV/0! | #DIV/0! | #DIV/0! | #DIV/0! | #DIV/0! | #DIV/0! | #DIV/0! | #DIV/0! | #DIV/0! | #DIV/0!
[5 empty] | #DIV/0! | #DIV/0! | #DIV/0! | 0.2 | 0 | 0 | #DIV/0! | #DIV/0! | #DIV/0! | #DIV/0! | #DIV/0! | #DIV/0! | #DIV/0! | #DIV/0! | #DIV/0! | #DIV/0! | 0.5 | 0 | 0 | #DIV/0! | #DIV/0! | #DIV/0! | #DIV/0! | #DIV/0! | #DIV/0! | #DIV/0! | #DIV/0! | #DIV/0! | #DIV/0! | 0.81 | 0 | 0 | #DIV/0! | #DIV/0! | #DIV/0! | #DIV/0! | #DIV/0! | #DIV/0! | #DIV/0! | #DIV/0! | #DIV/0! | #DIV/0!
[5 empty] | #DIV/0! | #DIV/0! | #DIV/0! | 0.2 | 0 | 0 | #DIV/0! | #DIV/0! | #DIV/0! | #DIV/0! | #DIV/0! | #DIV/0! | #DIV/0! | #DIV/0! | #DIV/0! | #DIV/0! | 0.5 | 0 | 0 | #DIV/0! | #DIV/0! | #DIV/0! | #DIV/0! | #DIV/0! | #DIV/0! | #DIV/0! | #DIV/0! | #DIV/0! | #DIV/0! | 0.81 | 0 | 0 | #DIV/0! | #DIV/0! | #DIV/0! | #DIV/0! | #DIV/0! | #DIV/0! | #DIV/0! | #DIV/0! | #DIV/0! | #DIV/0!
[5 empty] | #DIV/0! | #DIV/0! | #DIV/0! | 0.2 | 0 | 0 | #DIV/0! | #DIV/0! | #DIV/0! | #DIV/0! | #DIV/0! | #DIV/0! | #DIV/0! | #DIV/0! | #DIV/0! | #DIV/0! | 0.5 | 0 | 0 | #DIV/0! | #DIV/0! | #DIV/0! | #DIV/0! | #DIV/0! | #DIV/0! | #DIV/0! | #DIV/0! | #DIV/0! | #DIV/0! | 0.81 | 0 | 0 | #DIV/0! | #DIV/0! | #DIV/0! | #DIV/0! | #DIV/0! | #DIV/0! | #DIV/0! | #DIV/0! | #DIV/0! | #DIV/0!
[5 empty] | #DIV/0! | #DIV/0! | #DIV/0! | 0.2 | 0 | 0 | #DIV/0! | #DIV/0! | #DIV/0! | #DIV/0! | #DIV/0! | #DIV/0! | #DIV/0! | #DIV/0! | #DIV/0! | #DIV/0! | 0.5 | 0 | 0 | #DIV/0! | #DIV/0! | #DIV/0! | #DIV/0! | #DIV/0! | #DIV/0! | #DIV/0! | #DIV/0! | #DIV/0! | #DIV/0! | 0.81 | 0 | 0 | #DIV/0! | #DIV/0! | #DIV/0! | #DIV/0! | #DIV/0! | #DIV/0! | #DIV/0! | #DIV/0! | #DIV/0! | #DIV/0!
[5 empty] | #DIV/0! | #DIV/0! | #DIV/0! | 0.2 | 0 | 0 | #DIV/0! | #DIV/0! | #DIV/0! | #DIV/0! | #DIV/0! | #DIV/0! | #DIV/0! | #DIV/0! | #DIV/0! | #DIV/0! | 0.5 | 0 | 0 | #DIV/0! | #DIV/0! | #DIV/0! | #DIV/0! | #DIV/0! | #DIV/0! | #DIV/0! | #DIV/0! | #DIV/0! | #DIV/0! | 0.81 | 0 | 0 | #DIV/0! | #DIV/0! | #DIV/0! | #DIV/0! | #DIV/0! | #DIV/0! | #DIV/0! | #DIV/0! | #DIV/0! | #DIV/0!
[5 empty] | #DIV/0! | #DIV/0! | #DIV/0! | 0.2 | 0 | 0 | #DIV/0! | #DIV/0! | #DIV/0! | #DIV/0! | #DIV/0! | #DIV/0! | #DIV/0! | #DIV/0! | #DIV/0! | #DIV/0! | 0.5 | 0 | 0 | #DIV/0! | #DIV/0! | #DIV/0! | #DIV/0! | #DIV/0! | #DIV/0! | #DIV/0! | #DIV/0! | #DIV/0! | #DIV/0! | 0.81 | 0 | 0 | #DIV/0! | #DIV/0! | #DIV/0! | #DIV/0! | #DIV/0! | #DIV/0! | #DIV/0! | #DIV/0! | #DIV/0! | #DIV/0!
[5 empty] | #DIV/0! | #DIV/0! | #DIV/0! | 0.2 | 0 | 0 | #DIV/0! | #DIV/0! | #DIV/0! | #DIV/0! | #DIV/0! | #DIV/0! | #DIV/0! | #DIV/0! | #DIV/0! | #DIV/0! | 0.5 | 0 | 0 | #DIV/0! | #DIV/0! | #DIV/0! | #DIV/0! | #DIV/0! | #DIV/0! | #DIV/0! | #DIV/0! | #DIV/0! | #DIV/0! | 0.81 | 0 | 0 | #DIV/0! | #DIV/0! | #DIV/0! | #DIV/0! | #DIV/0! | #DIV/0! | #DIV/0! | #DIV/0! | #DIV/0! | #DIV/0!
[5 empty] | #DIV/0! | #DIV/0! | #DIV/0! | 0.2 | 0 | 0 | #DIV/0! | #DIV/0! | #DIV/0! | #DIV/0! | #DIV/0! | #DIV/0! | #DIV/0! | #DIV/0! | #DIV/0! | #DIV/0! | 0.5 | 0 | 0 | #DIV/0! | #DIV/0! | #DIV/0! | #DIV/0! | #DIV/0! | #DIV/0! | #DIV/0! | #DIV/0! | #DIV/0! | #DIV/0! | 0.81 | 0 | 0 | #DIV/0! | #DIV/0! | #DIV/0! | #DIV/0! | #DIV/0! | #DIV/0! | #DIV/0! | #DIV/0! | #DIV/0! | #DIV/0!
[5 empty] | #DIV/0! | #DIV/0! | #DIV/0! | 0.2 | 0 | 0 | #DIV/0! | #DIV/0! | #DIV/0! | #DIV/0! | #DIV/0! | #DIV/0! | #DIV/0! | #DIV/0! | #DIV/0! | #DIV/0! | 0.5 | 0 | 0 | #DIV/0! | #DIV/0! | #DIV/0! | #DIV/0! | #DIV/0! | #DIV/0! | #DIV/0! | #DIV/0! | #DIV/0! | #DIV/0! | 0.81 | 0 | 0 | #DIV/0! | #DIV/0! | #DIV/0! | #DIV/0! | #DIV/0! | #DIV/0! | #DIV/0! | #DIV/0! | #DIV/0! | #DIV/0!
[5 empty] | #DIV/0! | #DIV/0! | #DIV/0! | 0.2 | 0 | 0 | #DIV/0! | #DIV/0! | #DIV/0! | #DIV/0! | #DIV/0! | #DIV/0! | #DIV/0! | #DIV/0! | #DIV/0! | #DIV/0! | 0.5 | 0 | 0 | #DIV/0! | #DIV/0! | #DIV/0! | #DIV/0! | #DIV/0! | #DIV/0! | #DIV/0! | #DIV/0! | #DIV/0! | #DIV/0! | 0.81 | 0 | 0 | #DIV/0! | #DIV/0! | #DIV/0! | #DIV/0! | #DIV/0! | #DIV/0! | #DIV/0! | #DIV/0! | #DIV/0! | #DIV/0!
[5 empty] | #DIV/0! | #DIV/0! | #DIV/0! | 0.2 | 0 | 0 | #DIV/0! | #DIV/0! | #DIV/0! | #DIV/0! | #DIV/0! | #DIV/0! | #DIV/0! | #DIV/0! | #DIV/0! | #DIV/0! | 0.5 | 0 | 0 | #DIV/0! | #DIV/0! | #DIV/0! | #DIV/0! | #DIV/0! | #DIV/0! | #DIV/0! | #DIV/0! | #DIV/0! | #DIV/0! | 0.81 | 0 | 0 | #DIV/0! | #DIV/0! | #DIV/0! | #DIV/0! | #DIV/0! | #DIV/0! | #DIV/0! | #DIV/0! | #DIV/0! | #DIV/0!
[5 empty] | #DIV/0! | #DIV/0! | #DIV/0! | 0.2 | 0 | 0 | #DIV/0! | #DIV/0! | #DIV/0! | #DIV/0! | #DIV/0! | #DIV/0! | #DIV/0! | #DIV/0! | #DIV/0! | #DIV/0! | 0.5 | 0 | 0 | #DIV/0! | #DIV/0! | #DIV/0! | #DIV/0! | #DIV/0! | #DIV/0! | #DIV/0! | #DIV/0! | #DIV/0! | #DIV/0! | 0.81 | 0 | 0 | #DIV/0! | #DIV/0! | #DIV/0! | #DIV/0! | #DIV/0! | #DIV/0! | #DIV/0! | #DIV/0! | #DIV/0! | #DIV/0!
[5 empty] | #DIV/0! | #DIV/0! | #DIV/0! | 0.2 | 0 | 0 | #DIV/0! | #DIV/0! | #DIV/0! | #DIV/0! | #DIV/0! | #DIV/0! | #DIV/0! | #DIV/0! | #DIV/0! | #DIV/0! | 0.5 | 0 | 0 | #DIV/0! | #DIV/0! | #DIV/0! | #DIV/0! | #DIV/0! | #DIV/0! | #DIV/0! | #DIV/0! | #DIV/0! | #DIV/0! | 0.81 | 0 | 0 | #DIV/0! | #DIV/0! | #DIV/0! | #DIV/0! | #DIV/0! | #DIV/0! | #DIV/0! | #DIV/0! | #DIV/0! | #DIV/0!
[5 empty] | #DIV/0! | #DIV/0! | #DIV/0! | 0.2 | 0 | 0 | #DIV/0! | #DIV/0! | #DIV/0! | #DIV/0! | #DIV/0! | #DIV/0! | #DIV/0! | #DIV/0! | #DIV/0! | #DIV/0! | 0.5 | 0 | 0 | #DIV/0! | #DIV/0! | #DIV/0! | #DIV/0! | #DIV/0! | #DIV/0! | #DIV/0! | #DIV/0! | #DIV/0! | #DIV/0! | 0.81 | 0 | 0 | #DIV/0! | #DIV/0! | #DIV/0! | #DIV/0! | #DIV/0! | #DIV/0! | #DIV/0! | #DIV/0! | #DIV/0! | #DIV/0!
[5 empty] | #DIV/0! | #DIV/0! | #DIV/0! | 0.2 | 0 | 0 | #DIV/0! | #DIV/0! | #DIV/0! | #DIV/0! | #DIV/0! | #DIV/0! | #DIV/0! | #DIV/0! | #DIV/0! | #DIV/0! | 0.5 | 0 | 0 | #DIV/0! | #DIV/0! | #DIV/0! | #DIV/0! | #DIV/0! | #DIV/0! | #DIV/0! | #DIV/0! | #DIV/0! | #DIV/0! | 0.81 | 0 | 0 | #DIV/0! | #DIV/0! | #DIV/0! | #DIV/0! | #DIV/0! | #DIV/0! | #DIV/0! | #DIV/0! | #DIV/0! | #DIV/0!
[5 empty] | #DIV/0! | #DIV/0! | #DIV/0! | 0.2 | 0 | 0 | #DIV/0! | #DIV/0! | #DIV/0! | #DIV/0! | #DIV/0! | #DIV/0! | #DIV/0! | #DIV/0! | #DIV/0! | #DIV/0! | 0.5 | 0 | 0 | #DIV/0! | #DIV/0! | #DIV/0! | #DIV/0! | #DIV/0! | #DIV/0! | #DIV/0! | #DIV/0! | #DIV/0! | #DIV/0! | 0.81 | 0 | 0 | #DIV/0! | #DIV/0! | #DIV/0! | #DIV/0! | #DIV/0! | #DIV/0! | #DIV/0! | #DIV/0! | #DIV/0! | #DIV/0!
[5 empty] | #DIV/0! | #DIV/0! | #DIV/0! | 0.2 | 0 | 0 | #DIV/0! | #DIV/0! | #DIV/0! | #DIV/0! | #DIV/0! | #DIV/0! | #DIV/0! | #DIV/0! | #DIV/0! | #DIV/0! | 0.5 | 0 | 0 | #DIV/0! | #DIV/0! | #DIV/0! | #DIV/0! | #DIV/0! | #DIV/0! | #DIV/0! | #DIV/0! | #DIV/0! | #DIV/0! | 0.81 | 0 | 0 | #DIV/0! | #DIV/0! | #DIV/0! | #DIV/0! | #DIV/0! | #DIV/0! | #DIV/0! | #DIV/0! | #DIV/0! | #DIV/0!
[5 empty] | #DIV/0! | #DIV/0! | #DIV/0! | 0.2 | 0 | 0 | #DIV/0! | #DIV/0! | #DIV/0! | #DIV/0! | #DIV/0! | #DIV/0! | #DIV/0! | #DIV/0! | #DIV/0! | #DIV/0! | 0.5 | 0 | 0 | #DIV/0! | #DIV/0! | #DIV/0! | #DIV/0! | #DIV/0! | #DIV/0! | #DIV/0! | #DIV/0! | #DIV/0! | #DIV/0! | 0.81 | 0 | 0 | #DIV/0! | #DIV/0! | #DIV/0! | #DIV/0! | #DIV/0! | #DIV/0! | #DIV/0! | #DIV/0! | #DIV/0! | #DIV/0!
[5 empty] | #DIV/0! | #DIV/0! | #DIV/0! | 0.2 | 0 | 0 | #DIV/0! | #DIV/0! | #DIV/0! | #DIV/0! | #DIV/0! | #DIV/0! | #DIV/0! | #DIV/0! | #DIV/0! | #DIV/0! | 0.5 | 0 | 0 | #DIV/0! | #DIV/0! | #DIV/0! | #DIV/0! | #DIV/0! | #DIV/0! | #DIV/0! | #DIV/0! | #DIV/0! | #DIV/0! | 0.81 | 0 | 0 | #DIV/0! | #DIV/0! | #DIV/0! | #DIV/0! | #DIV/0! | #DIV/0! | #DIV/0! | #DIV/0! | #DIV/0! | #DIV/0!
[5 empty] | #DIV/0! | #DIV/0! | #DIV/0! | 0.2 | 0 | 0 | #DIV/0! | #DIV/0! | #DIV/0! | #DIV/0! | #DIV/0! | #DIV/0! | #DIV/0! | #DIV/0! | #DIV/0! | #DIV/0! | 0.5 | 0 | 0 | #DIV/0! | #DIV/0! | #DIV/0! | #DIV/0! | #DIV/0! | #DIV/0! | #DIV/0! | #DIV/0! | #DIV/0! | #DIV/0! | 0.81 | 0 | 0 | #DIV/0! | #DIV/0! | #DIV/0! | #DIV/0! | #DIV/0! | #DIV/0! | #DIV/0! | #DIV/0! | #DIV/0! | #DIV/0!
[5 empty] | #DIV/0! | #DIV/0! | #DIV/0! | 0.2 | 0 | 0 | #DIV/0! | #DIV/0! | #DIV/0! | #DIV/0! | #DIV/0! | #DIV/0! | #DIV/0! | #DIV/0! | #DIV/0! | #DIV/0! | 0.5 | 0 | 0 | #DIV/0! | #DIV/0! | #DIV/0! | #DIV/0! | #DIV/0! | #DIV/0! | #DIV/0! | #DIV/0! | #DIV/0! | #DIV/0! | 0.81 | 0 | 0 | #DIV/0! | #DIV/0! | #DIV/0! | #DIV/0! | #DIV/0! | #DIV/0! | #DIV/0! | #DIV/0! | #DIV/0! | #DIV/0!
[5 empty] | #DIV/0! | #DIV/0! | #DIV/0! | 0.2 | 0 | 0 | #DIV/0! | #DIV/0! | #DIV/0! | #DIV/0! | #DIV/0! | #DIV/0! | #DIV/0! | #DIV/0! | #DIV/0! | #DIV/0! | 0.5 | 0 | 0 | #DIV/0! | #DIV/0! | #DIV/0! | #DIV/0! | #DIV/0! | #DIV/0! | #DIV/0! | #DIV/0! | #DIV/0! | #DIV/0! | 0.81 | 0 | 0 | #DIV/0! | #DIV/0! | #DIV/0! | #DIV/0! | #DIV/0! | #DIV/0! | #DIV/0! | #DIV/0! | #DIV/0! | #DIV/0!
[5 empty] | #DIV/0! | #DIV/0! | #DIV/0! | 0.2 | 0 | 0 | #DIV/0! | #DIV/0! | #DIV/0! | #DIV/0! | #DIV/0! | #DIV/0! | #DIV/0! | #DIV/0! | #DIV/0! | #DIV/0! | 0.5 | 0 | 0 | #DIV/0! | #DIV/0! | #DIV/0! | #DIV/0! | #DIV/0! | #DIV/0! | #DIV/0! | #DIV/0! | #DIV/0! | #DIV/0! | 0.81 | 0 | 0 | #DIV/0! | #DIV/0! | #DIV/0! | #DIV/0! | #DIV/0! | #DIV/0! | #DIV/0! | #DIV/0! | #DIV/0! | #DIV/0!
[5 empty] | #DIV/0! | #DIV/0! | #DIV/0! | 0.2 | 0 | 0 | #DIV/0! | #DIV/0! | #DIV/0! | #DIV/0! | #DIV/0! | #DIV/0! | #DIV/0! | #DIV/0! | #DIV/0! | #DIV/0! | 0.5 | 0 | 0 | #DIV/0! | #DIV/0! | #DIV/0! | #DIV/0! | #DIV/0! | #DIV/0! | #DIV/0! | #DIV/0! | #DIV/0! | #DIV/0! | 0.81 | 0 | 0 | #DIV/0! | #DIV/0! | #DIV/0! | #DIV/0! | #DIV/0! | #DIV/0! | #DIV/0! | #DIV/0! | #DIV/0! | #DIV/0!
[5 empty] | #DIV/0! | #DIV/0! | #DIV/0! | 0.2 | 0 | 0 | #DIV/0! | #DIV/0! | #DIV/0! | #DIV/0! | #DIV/0! | #DIV/0! | #DIV/0! | #DIV/0! | #DIV/0! | #DIV/0! | 0.5 | 0 | 0 | #DIV/0! | #DIV/0! | #DIV/0! | #DIV/0! | #DIV/0! | #DIV/0! | #DIV/0! | #DIV/0! | #DIV/0! | #DIV/0! | 0.81 | 0 | 0 | #DIV/0! | #DIV/0! | #DIV/0! | #DIV/0! | #DIV/0! | #DIV/0! | #DIV/0! | #DIV/0! | #DIV/0! | #DIV/0!
[5 empty] | #DIV/0! | #DIV/0! | #DIV/0! | 0.2 | 0 | 0 | #DIV/0! | #DIV/0! | #DIV/0! | #DIV/0! | #DIV/0! | #DIV/0! | #DIV/0! | #DIV/0! | #DIV/0! | #DIV/0! | 0.5 | 0 | 0 | #DIV/0! | #DIV/0! | #DIV/0! | #DIV/0! | #DIV/0! | #DIV/0! | #DIV/0! | #DIV/0! | #DIV/0! | #DIV/0! | 0.81 | 0 | 0 | #DIV/0! | #DIV/0! | #DIV/0! | #DIV/0! | #DIV/0! | #DIV/0! | #DIV/0! | #DIV/0! | #DIV/0! | #DIV/0!
[5 empty] | #DIV/0! | #DIV/0! | #DIV/0! | 0.2 | 0 | 0 | #DIV/0! | #DIV/0! | #DIV/0! | #DIV/0! | #DIV/0! | #DIV/0! | #DIV/0! | #DIV/0! | #DIV/0! | #DIV/0! | 0.5 | 0 | 0 | #DIV/0! | #DIV/0! | #DIV/0! | #DIV/0! | #DIV/0! | #DIV/0! | #DIV/0! | #DIV/0! | #DIV/0! | #DIV/0! | 0.81 | 0 | 0 | #DIV/0! | #DIV/0! | #DIV/0! | #DIV/0! | #DIV/0! | #DIV/0! | #DIV/0! | #DIV/0! | #DIV/0! | #DIV/0!
[5 empty] | #DIV/0! | #DIV/0! | #DIV/0! | 0.2 | 0 | 0 | #DIV/0! | #DIV/0! | #DIV/0! | #DIV/0! | #DIV/0! | #DIV/0! | #DIV/0! | #DIV/0! | #DIV/0! | #DIV/0! | 0.5 | 0 | 0 | #DIV/0! | #DIV/0! | #DIV/0! | #DIV/0! | #DIV/0! | #DIV/0! | #DIV/0! | #DIV/0! | #DIV/0! | #DIV/0! | 0.81 | 0 | 0 | #DIV/0! | #DIV/0! | #DIV/0! | #DIV/0! | #DIV/0! | #DIV/0! | #DIV/0! | #DIV/0! | #DIV/0! | #DIV/0!
[5 empty] | #DIV/0! | #DIV/0! | #DIV/0! | 0.2 | 0 | 0 | #DIV/0! | #DIV/0! | #DIV/0! | #DIV/0! | #DIV/0! | #DIV/0! | #DIV/0! | #DIV/0! | #DIV/0! | #DIV/0! | 0.5 | 0 | 0 | #DIV/0! | #DIV/0! | #DIV/0! | #DIV/0! | #DIV/0! | #DIV/0! | #DIV/0! | #DIV/0! | #DIV/0! | #DIV/0! | 0.81 | 0 | 0 | #DIV/0! | #DIV/0! | #DIV/0! | #DIV/0! | #DIV/0! | #DIV/0! | #DIV/0! | #DIV/0! | #DIV/0! | #DIV/0!
[5 empty] | #DIV/0! | #DIV/0! | #DIV/0! | 0.2 | 0 | 0 | #DIV/0! | #DIV/0! | #DIV/0! | #DIV/0! | #DIV/0! | #DIV/0! | #DIV/0! | #DIV/0! | #DIV/0! | #DIV/0! | 0.5 | 0 | 0 | #DIV/0! | #DIV/0! | #DIV/0! | #DIV/0! | #DIV/0! | #DIV/0! | #DIV/0! | #DIV/0! | #DIV/0! | #DIV/0! | 0.81 | 0 | 0 | #DIV/0! | #DIV/0! | #DIV/0! | #DIV/0! | #DIV/0! | #DIV/0! | #DIV/0! | #DIV/0! | #DIV/0! | #DIV/0!
[5 empty] | #DIV/0! | #DIV/0! | #DIV/0! | 0.2 | 0 | 0 | #DIV/0! | #DIV/0! | #DIV/0! | #DIV/0! | #DIV/0! | #DIV/0! | #DIV/0! | #DIV/0! | #DIV/0! | #DIV/0! | 0.5 | 0 | 0 | #DIV/0! | #DIV/0! | #DIV/0! | #DIV/0! | #DIV/0! | #DIV/0! | #DIV/0! | #DIV/0! | #DIV/0! | #DIV/0! | 0.81 | 0 | 0 | #DIV/0! | #DIV/0! | #DIV/0! | #DIV/0! | #DIV/0! | #DIV/0! | #DIV/0! | #DIV/0! | #DIV/0! | #DIV/0!
[5 empty] | #DIV/0! | #DIV/0! | #DIV/0! | 0.2 | 0 | 0 | #DIV/0! | #DIV/0! | #DIV/0! | #DIV/0! | #DIV/0! | #DIV/0! | #DIV/0! | #DIV/0! | #DIV/0! | #DIV/0! | 0.5 | 0 | 0 | #DIV/0! | #DIV/0! | #DIV/0! | #DIV/0! | #DIV/0! | #DIV/0! | #DIV/0! | #DIV/0! | #DIV/0! | #DIV/0! | 0.81 | 0 | 0 | #DIV/0! | #DIV/0! | #DIV/0! | #DIV/0! | #DIV/0! | #DIV/0! | #DIV/0! | #DIV/0! | #DIV/0! | #DIV/0!
[5 empty] | #DIV/0! | #DIV/0! | #DIV/0! | 0.2 | 0 | 0 | #DIV/0! | #DIV/0! | #DIV/0! | #DIV/0! | #DIV/0! | #DIV/0! | #DIV/0! | #DIV/0! | #DIV/0! | #DIV/0! | 0.5 | 0 | 0 | #DIV/0! | #DIV/0! | #DIV/0! | #DIV/0! | #DIV/0! | #DIV/0! | #DIV/0! | #DIV/0! | #DIV/0! | #DIV/0! | 0.81 | 0 | 0 | #DIV/0! | #DIV/0! | #DIV/0! | #DIV/0! | #DIV/0! | #DIV/0! | #DIV/0! | #DIV/0! | #DIV/0! | #DIV/0!
[5 empty] | #DIV/0! | #DIV/0! | #DIV/0! | 0.2 | 0 | 0 | #DIV/0! | #DIV/0! | #DIV/0! | #DIV/0! | #DIV/0! | #DIV/0! | #DIV/0! | #DIV/0! | #DIV/0! | #DIV/0! | 0.5 | 0 | 0 | #DIV/0! | #DIV/0! | #DIV/0! | #DIV/0! | #DIV/0! | #DIV/0! | #DIV/0! | #DIV/0! | #DIV/0! | #DIV/0! | 0.81 | 0 | 0 | #DIV/0! | #DIV/0! | #DIV/0! | #DIV/0! | #DIV/0! | #DIV/0! | #DIV/0! | #DIV/0! | #DIV/0! | #DIV/0!
[5 empty] | #DIV/0! | #DIV/0! | #DIV/0! | 0.2 | 0 | 0 | #DIV/0! | #DIV/0! | #DIV/0! | #DIV/0! | #DIV/0! | #DIV/0! | #DIV/0! | #DIV/0! | #DIV/0! | #DIV/0! | 0.5 | 0 | 0 | #DIV/0! | #DIV/0! | #DIV/0! | #DIV/0! | #DIV/0! | #DIV/0! | #DIV/0! | #DIV/0! | #DIV/0! | #DIV/0! | 0.81 | 0 | 0 | #DIV/0! | #DIV/0! | #DIV/0! | #DIV/0! | #DIV/0! | #DIV/0! | #DIV/0! | #DIV/0! | #DIV/0! | #DIV/0!
[5 empty] | #DIV/0! | #DIV/0! | #DIV/0! | 0.2 | 0 | 0 | #DIV/0! | #DIV/0! | #DIV/0! | #DIV/0! | #DIV/0! | #DIV/0! | #DIV/0! | #DIV/0! | #DIV/0! | #DIV/0! | 0.5 | 0 | 0 | #DIV/0! | #DIV/0! | #DIV/0! | #DIV/0! | #DIV/0! | #DIV/0! | #DIV/0! | #DIV/0! | #DIV/0! | #DIV/0! | 0.81 | 0 | 0 | #DIV/0! | #DIV/0! | #DIV/0! | #DIV/0! | #DIV/0! | #DIV/0! | #DIV/0! | #DIV/0! | #DIV/0! | #DIV/0!
[5 empty] | #DIV/0! | #DIV/0! | #DIV/0! | 0.2 | 0 | 0 | #DIV/0! | #DIV/0! | #DIV/0! | #DIV/0! | #DIV/0! | #DIV/0! | #DIV/0! | #DIV/0! | #DIV/0! | #DIV/0! | 0.5 | 0 | 0 | #DIV/0! | #DIV/0! | #DIV/0! | #DIV/0! | #DIV/0! | #DIV/0! | #DIV/0! | #DIV/0! | #DIV/0! | #DIV/0! | 0.81 | 0 | 0 | #DIV/0! | #DIV/0! | #DIV/0! | #DIV/0! | #DIV/0! | #DIV/0! | #DIV/0! | #DIV/0! | #DIV/0! | #DIV/0!
[5 empty] | #DIV/0! | #DIV/0! | #DIV/0! | 0.2 | 0 | 0 | #DIV/0! | #DIV/0! | #DIV/0! | #DIV/0! | #DIV/0! | #DIV/0! | #DIV/0! | #DIV/0! | #DIV/0! | #DIV/0! | 0.5 | 0 | 0 | #DIV/0! | #DIV/0! | #DIV/0! | #DIV/0! | #DIV/0! | #DIV/0! | #DIV/0! | #DIV/0! | #DIV/0! | #DIV/0! | 0.81 | 0 | 0 | #DIV/0! | #DIV/0! | #DIV/0! | #DIV/0! | #DIV/0! | #DIV/0! | #DIV/0! | #DIV/0! | #DIV/0! | #DIV/0!
[5 empty] | #DIV/0! | #DIV/0! | #DIV/0! | 0.2 | 0 | 0 | #DIV/0! | #DIV/0! | #DIV/0! | #DIV/0! | #DIV/0! | #DIV/0! | #DIV/0! | #DIV/0! | #DIV/0! | #DIV/0! | 0.5 | 0 | 0 | #DIV/0! | #DIV/0! | #DIV/0! | #DIV/0! | #DIV/0! | #DIV/0! | #DIV/0! | #DIV/0! | #DIV/0! | #DIV/0! | 0.81 | 0 | 0 | #DIV/0! | #DIV/0! | #DIV/0! | #DIV/0! | #DIV/0! | #DIV/0! | #DIV/0! | #DIV/0! | #DIV/0! | #DIV/0!
[5 empty] | #DIV/0! | #DIV/0! | #DIV/0! | 0.2 | 0 | 0 | #DIV/0! | #DIV/0! | #DIV/0! | #DIV/0! | #DIV/0! | #DIV/0! | #DIV/0! | #DIV/0! | #DIV/0! | #DIV/0! | 0.5 | 0 | 0 | #DIV/0! | #DIV/0! | #DIV/0! | #DIV/0! | #DIV/0! | #DIV/0! | #DIV/0! | #DIV/0! | #DIV/0! | #DIV/0! | 0.81 | 0 | 0 | #DIV/0! | #DIV/0! | #DIV/0! | #DIV/0! | #DIV/0! | #DIV/0! | #DIV/0! | #DIV/0! | #DIV/0! | #DIV/0!
[5 empty] | #DIV/0! | #DIV/0! | #DIV/0! | 0.2 | 0 | 0 | #DIV/0! | #DIV/0! | #DIV/0! | #DIV/0! | #DIV/0! | #DIV/0! | #DIV/0! | #DIV/0! | #DIV/0! | #DIV/0! | 0.5 | 0 | 0 | #DIV/0! | #DIV/0! | #DIV/0! | #DIV/0! | #DIV/0! | #DIV/0! | #DIV/0! | #DIV/0! | #DIV/0! | #DIV/0! | 0.81 | 0 | 0 | #DIV/0! | #DIV/0! | #DIV/0! | #DIV/0! | #DIV/0! | #DIV/0! | #DIV/0! | #DIV/0! | #DIV/0! | #DIV/0!
[5 empty] | #DIV/0! | #DIV/0! | #DIV/0! | 0.2 | 0 | 0 | #DIV/0! | #DIV/0! | #DIV/0! | #DIV/0! | #DIV/0! | #DIV/0! | #DIV/0! | #DIV/0! | #DIV/0! | #DIV/0! | 0.5 | 0 | 0 | #DIV/0! | #DIV/0! | #DIV/0! | #DIV/0! | #DIV/0! | #DIV/0! | #DIV/0! | #DIV/0! | #DIV/0! | #DIV/0! | 0.81 | 0 | 0 | #DIV/0! | #DIV/0! | #DIV/0! | #DIV/0! | #DIV/0! | #DIV/0! | #DIV/0! | #DIV/0! | #DIV/0! | #DIV/0!
[5 empty] | #DIV/0! | #DIV/0! | #DIV/0! | 0.2 | 0 | 0 | #DIV/0! | #DIV/0! | #DIV/0! | #DIV/0! | #DIV/0! | #DIV/0! | #DIV/0! | #DIV/0! | #DIV/0! | #DIV/0! | 0.5 | 0 | 0 | #DIV/0! | #DIV/0! | #DIV/0! | #DIV/0! | #DIV/0! | #DIV/0! | #DIV/0! | #DIV/0! | #DIV/0! | #DIV/0! | 0.81 | 0 | 0 | #DIV/0! | #DIV/0! | #DIV/0! | #DIV/0! | #DIV/0! | #DIV/0! | #DIV/0! | #DIV/0! | #DIV/0! | #DIV/0!
[5 empty] | #DIV/0! | #DIV/0! | #DIV/0! | 0.2 | 0 | 0 | #DIV/0! | #DIV/0! | #DIV/0! | #DIV/0! | #DIV/0! | #DIV/0! | #DIV/0! | #DIV/0! | #DIV/0! | #DIV/0! | 0.5 | 0 | 0 | #DIV/0! | #DIV/0! | #DIV/0! | #DIV/0! | #DIV/0! | #DIV/0! | #DIV/0! | #DIV/0! | #DIV/0! | #DIV/0! | 0.81 | 0 | 0 | #DIV/0! | #DIV/0! | #DIV/0! | #DIV/0! | #DIV/0! | #DIV/0! | #DIV/0! | #DIV/0! | #DIV/0! | #DIV/0!
[5 empty] | #DIV/0! | #DIV/0! | #DIV/0! | 0.2 | 0 | 0 | #DIV/0! | #DIV/0! | #DIV/0! | #DIV/0! | #DIV/0! | #DIV/0! | #DIV/0! | #DIV/0! | #DIV/0! | #DIV/0! | 0.5 | 0 | 0 | #DIV/0! | #DIV/0! | #DIV/0! | #DIV/0! | #DIV/0! | #DIV/0! | #DIV/0! | #DIV/0! | #DIV/0! | #DIV/0! | 0.81 | 0 | 0 | #DIV/0! | #DIV/0! | #DIV/0! | #DIV/0! | #DIV/0! | #DIV/0! | #DIV/0! | #DIV/0! | #DIV/0! | #DIV/0!
[5 empty] | #DIV/0! | #DIV/0! | #DIV/0! | 0.2 | 0 | 0 | #DIV/0! | #DIV/0! | #DIV/0! | #DIV/0! | #DIV/0! | #DIV/0! | #DIV/0! | #DIV/0! | #DIV/0! | #DIV/0! | 0.5 | 0 | 0 | #DIV/0! | #DIV/0! | #DIV/0! | #DIV/0! | #DIV/0! | #DIV/0! | #DIV/0! | #DIV/0! | #DIV/0! | #DIV/0! | 0.81 | 0 | 0 | #DIV/0! | #DIV/0! | #DIV/0! | #DIV/0! | #DIV/0! | #DIV/0! | #DIV/0! | #DIV/0! | #DIV/0! | #DIV/0!
[5 empty] | #DIV/0! | #DIV/0! | #DIV/0! | 0.2 | 0 | 0 | #DIV/0! | #DIV/0! | #DIV/0! | #DIV/0! | #DIV/0! | #DIV/0! | #DIV/0! | #DIV/0! | #DIV/0! | #DIV/0! | 0.5 | 0 | 0 | #DIV/0! | #DIV/0! | #DIV/0! | #DIV/0! | #DIV/0! | #DIV/0! | #DIV/0! | #DIV/0! | #DIV/0! | #DIV/0! | 0.81 | 0 | 0 | #DIV/0! | #DIV/0! | #DIV/0! | #DIV/0! | #DIV/0! | #DIV/0! | #DIV/0! | #DIV/0! | #DIV/0! | #DIV/0!
[5 empty] | #DIV/0! | #DIV/0! | #DIV/0! | 0.2 | 0 | 0 | #DIV/0! | #DIV/0! | #DIV/0! | #DIV/0! | #DIV/0! | #DIV/0! | #DIV/0! | #DIV/0! | #DIV/0! | #DIV/0! | 0.5 | 0 | 0 | #DIV/0! | #DIV/0! | #DIV/0! | #DIV/0! | #DIV/0! | #DIV/0! | #DIV/0! | #DIV/0! | #DIV/0! | #DIV/0! | 0.81 | 0 | 0 | #DIV/0! | #DIV/0! | #DIV/0! | #DIV/0! | #DIV/0! | #DIV/0! | #DIV/0! | #DIV/0! | #DIV/0! | #DIV/0!
[5 empty] | #DIV/0! | #DIV/0! | #DIV/0! | 0.2 | 0 | 0 | #DIV/0! | #DIV/0! | #DIV/0! | #DIV/0! | #DIV/0! | #DIV/0! | #DIV/0! | #DIV/0! | #DIV/0! | #DIV/0! | 0.5 | 0 | 0 | #DIV/0! | #DIV/0! | #DIV/0! | #DIV/0! | #DIV/0! | #DIV/0! | #DIV/0! | #DIV/0! | #DIV/0! | #DIV/0! | 0.81 | 0 | 0 | #DIV/0! | #DIV/0! | #DIV/0! | #DIV/0! | #DIV/0! | #DIV/0! | #DIV/0! | #DIV/0! | #DIV/0! | #DIV/0!
[5 empty] | #DIV/0! | #DIV/0! | #DIV/0! | 0.2 | 0 | 0 | #DIV/0! | #DIV/0! | #DIV/0! | #DIV/0! | #DIV/0! | #DIV/0! | #DIV/0! | #DIV/0! | #DIV/0! | #DIV/0! | 0.5 | 0 | 0 | #DIV/0! | #DIV/0! | #DIV/0! | #DIV/0! | #DIV/0! | #DIV/0! | #DIV/0! | #DIV/0! | #DIV/0! | #DIV/0! | 0.81 | 0 | 0 | #DIV/0! | #DIV/0! | #DIV/0! | #DIV/0! | #DIV/0! | #DIV/0! | #DIV/0! | #DIV/0! | #DIV/0! | #DIV/0!
[5 empty] | #DIV/0! | #DIV/0! | #DIV/0! | 0.2 | 0 | 0 | #DIV/0! | #DIV/0! | #DIV/0! | #DIV/0! | #DIV/0! | #DIV/0! | #DIV/0! | #DIV/0! | #DIV/0! | #DIV/0! | 0.5 | 0 | 0 | #DIV/0! | #DIV/0! | #DIV/0! | #DIV/0! | #DIV/0! | #DIV/0! | #DIV/0! | #DIV/0! | #DIV/0! | #DIV/0! | 0.81 | 0 | 0 | #DIV/0! | #DIV/0! | #DIV/0! | #DIV/0! | #DIV/0! | #DIV/0! | #DIV/0! | #DIV/0! | #DIV/0! | #DIV/0!
[5 empty] | #DIV/0! | #DIV/0! | #DIV/0! | 0.2 | 0 | 0 | #DIV/0! | #DIV/0! | #DIV/0! | #DIV/0! | #DIV/0! | #DIV/0! | #DIV/0! | #DIV/0! | #DIV/0! | #DIV/0! | 0.5 | 0 | 0 | #DIV/0! | #DIV/0! | #DIV/0! | #DIV/0! | #DIV/0! | #DIV/0! | #DIV/0! | #DIV/0! | #DIV/0! | #DIV/0! | 0.81 | 0 | 0 | #DIV/0! | #DIV/0! | #DIV/0! | #DIV/0! | #DIV/0! | #DIV/0! | #DIV/0! | #DIV/0! | #DIV/0! | #DIV/0!
[5 empty] | #DIV/0! | #DIV/0! | #DIV/0! | 0.2 | 0 | 0 | #DIV/0! | #DIV/0! | #DIV/0! | #DIV/0! | #DIV/0! | #DIV/0! | #DIV/0! | #DIV/0! | #DIV/0! | #DIV/0! | 0.5 | 0 | 0 | #DIV/0! | #DIV/0! | #DIV/0! | #DIV/0! | #DIV/0! | #DIV/0! | #DIV/0! | #DIV/0! | #DIV/0! | #DIV/0! | 0.81 | 0 | 0 | #DIV/0! | #DIV/0! | #DIV/0! | #DIV/0! | #DIV/0! | #DIV/0! | #DIV/0! | #DIV/0! | #DIV/0! | #DIV/0!
[5 empty] | #DIV/0! | #DIV/0! | #DIV/0! | 0.2 | 0 | 0 | #DIV/0! | #DIV/0! | #DIV/0! | #DIV/0! | #DIV/0! | #DIV/0! | #DIV/0! | #DIV/0! | #DIV/0! | #DIV/0! | 0.5 | 0 | 0 | #DIV/0! | #DIV/0! | #DIV/0! | #DIV/0! | #DIV/0! | #DIV/0! | #DIV/0! | #DIV/0! | #DIV/0! | #DIV/0! | 0.81 | 0 | 0 | #DIV/0! | #DIV/0! | #DIV/0! | #DIV/0! | #DIV/0! | #DIV/0! | #DIV/0! | #DIV/0! | #DIV/0! | #DIV/0!
[5 empty] | #DIV/0! | #DIV/0! | #DIV/0! | 0.2 | 0 | 0 | #DIV/0! | #DIV/0! | #DIV/0! | #DIV/0! | #DIV/0! | #DIV/0! | #DIV/0! | #DIV/0! | #DIV/0! | #DIV/0! | 0.5 | 0 | 0 | #DIV/0! | #DIV/0! | #DIV/0! | #DIV/0! | #DIV/0! | #DIV/0! | #DIV/0! | #DIV/0! | #DIV/0! | #DIV/0! | 0.81 | 0 | 0 | #DIV/0! | #DIV/0! | #DIV/0! | #DIV/0! | #DIV/0! | #DIV/0! | #DIV/0! | #DIV/0! | #DIV/0! | #DIV/0!
[5 empty] | #DIV/0! | #DIV/0! | #DIV/0! | 0.2 | 0 | 0 | #DIV/0! | #DIV/0! | #DIV/0! | #DIV/0! | #DIV/0! | #DIV/0! | #DIV/0! | #DIV/0! | #DIV/0! | #DIV/0! | 0.5 | 0 | 0 | #DIV/0! | #DIV/0! | #DIV/0! | #DIV/0! | #DIV/0! | #DIV/0! | #DIV/0! | #DIV/0! | #DIV/0! | #DIV/0! | 0.81 | 0 | 0 | #DIV/0! | #DIV/0! | #DIV/0! | #DIV/0! | #DIV/0! | #DIV/0! | #DIV/0! | #DIV/0! | #DIV/0! | #DIV/0!
[5 empty] | #DIV/0! | #DIV/0! | #DIV/0! | 0.2 | 0 | 0 | #DIV/0! | #DIV/0! | #DIV/0! | #DIV/0! | #DIV/0! | #DIV/0! | #DIV/0! | #DIV/0! | #DIV/0! | #DIV/0! | 0.5 | 0 | 0 | #DIV/0! | #DIV/0! | #DIV/0! | #DIV/0! | #DIV/0! | #DIV/0! | #DIV/0! | #DIV/0! | #DIV/0! | #DIV/0! | 0.81 | 0 | 0 | #DIV/0! | #DIV/0! | #DIV/0! | #DIV/0! | #DIV/0! | #DIV/0! | #DIV/0! | #DIV/0! | #DIV/0! | #DIV/0!
[5 empty] | #DIV/0! | #DIV/0! | #DIV/0! | 0.2 | 0 | 0 | #DIV/0! | #DIV/0! | #DIV/0! | #DIV/0! | #DIV/0! | #DIV/0! | #DIV/0! | #DIV/0! | #DIV/0! | #DIV/0! | 0.5 | 0 | 0 | #DIV/0! | #DIV/0! | #DIV/0! | #DIV/0! | #DIV/0! | #DIV/0! | #DIV/0! | #DIV/0! | #DIV/0! | #DIV/0! | 0.81 | 0 | 0 | #DIV/0! | #DIV/0! | #DIV/0! | #DIV/0! | #DIV/0! | #DIV/0! | #DIV/0! | #DIV/0! | #DIV/0! | #DIV/0!
[5 empty] | #DIV/0! | #DIV/0! | #DIV/0! | 0.2 | 0 | 0 | #DIV/0! | #DIV/0! | #DIV/0! | #DIV/0! | #DIV/0! | #DIV/0! | #DIV/0! | #DIV/0! | #DIV/0! | #DIV/0! | 0.5 | 0 | 0 | #DIV/0! | #DIV/0! | #DIV/0! | #DIV/0! | #DIV/0! | #DIV/0! | #DIV/0! | #DIV/0! | #DIV/0! | #DIV/0! | 0.81 | 0 | 0 | #DIV/0! | #DIV/0! | #DIV/0! | #DIV/0! | #DIV/0! | #DIV/0! | #DIV/0! | #DIV/0! | #DIV/0! | #DIV/0!
[5 empty] | #DIV/0! | #DIV/0! | #DIV/0! | 0.2 | 0 | 0 | #DIV/0! | #DIV/0! | #DIV/0! | #DIV/0! | #DIV/0! | #DIV/0! | #DIV/0! | #DIV/0! | #DIV/0! | #DIV/0! | 0.5 | 0 | 0 | #DIV/0! | #DIV/0! | #DIV/0! | #DIV/0! | #DIV/0! | #DIV/0! | #DIV/0! | #DIV/0! | #DIV/0! | #DIV/0! | 0.81 | 0 | 0 | #DIV/0! | #DIV/0! | #DIV/0! | #DIV/0! | #DIV/0! | #DIV/0! | #DIV/0! | #DIV/0! | #DIV/0! | #DIV/0!
[5 empty] | #DIV/0! | #DIV/0! | #DIV/0! | 0.2 | 0 | 0 | #DIV/0! | #DIV/0! | #DIV/0! | #DIV/0! | #DIV/0! | #DIV/0! | #DIV/0! | #DIV/0! | #DIV/0! | #DIV/0! | 0.5 | 0 | 0 | #DIV/0! | #DIV/0! | #DIV/0! | #DIV/0! | #DIV/0! | #DIV/0! | #DIV/0! | #DIV/0! | #DIV/0! | #DIV/0! | 0.81 | 0 | 0 | #DIV/0! | #DIV/0! | #DIV/0! | #DIV/0! | #DIV/0! | #DIV/0! | #DIV/0! | #DIV/0! | #DIV/0! | #DIV/0!
[5 empty] | #DIV/0! | #DIV/0! | #DIV/0! | 0.2 | 0 | 0 | #DIV/0! | #DIV/0! | #DIV/0! | #DIV/0! | #DIV/0! | #DIV/0! | #DIV/0! | #DIV/0! | #DIV/0! | #DIV/0! | 0.5 | 0 | 0 | #DIV/0! | #DIV/0! | #DIV/0! | #DIV/0! | #DIV/0! | #DIV/0! | #DIV/0! | #DIV/0! | #DIV/0! | #DIV/0! | 0.81 | 0 | 0 | #DIV/0! | #DIV/0! | #DIV/0! | #DIV/0! | #DIV/0! | #DIV/0! | #DIV/0! | #DIV/0! | #DIV/0! | #DIV/0!
[5 empty] | #DIV/0! | #DIV/0! | #DIV/0! | 0.2 | 0 | 0 | #DIV/0! | #DIV/0! | #DIV/0! | #DIV/0! | #DIV/0! | #DIV/0! | #DIV/0! | #DIV/0! | #DIV/0! | #DIV/0! | 0.5 | 0 | 0 | #DIV/0! | #DIV/0! | #DIV/0! | #DIV/0! | #DIV/0! | #DIV/0! | #DIV/0! | #DIV/0! | #DIV/0! | #DIV/0! | 0.81 | 0 | 0 | #DIV/0! | #DIV/0! | #DIV/0! | #DIV/0! | #DIV/0! | #DIV/0! | #DIV/0! | #DIV/0! | #DIV/0! | #DIV/0!
[5 empty] | #DIV/0! | #DIV/0! | #DIV/0! | 0.2 | 0 | 0 | #DIV/0! | #DIV/0! | #DIV/0! | #DIV/0! | #DIV/0! | #DIV/0! | #DIV/0! | #DIV/0! | #DIV/0! | #DIV/0! | 0.5 | 0 | 0 | #DIV/0! | #DIV/0! | #DIV/0! | #DIV/0! | #DIV/0! | #DIV/0! | #DIV/0! | #DIV/0! | #DIV/0! | #DIV/0! | 0.81 | 0 | 0 | #DIV/0! | #DIV/0! | #DIV/0! | #DIV/0! | #DIV/0! | #DIV/0! | #DIV/0! | #DIV/0! | #DIV/0! | #DIV/0!
[5 empty] | #DIV/0! | #DIV/0! | #DIV/0! | 0.2 | 0 | 0 | #DIV/0! | #DIV/0! | #DIV/0! | #DIV/0! | #DIV/0! | #DIV/0! | #DIV/0! | #DIV/0! | #DIV/0! | #DIV/0! | 0.5 | 0 | 0 | #DIV/0! | #DIV/0! | #DIV/0! | #DIV/0! | #DIV/0! | #DIV/0! | #DIV/0! | #DIV/0! | #DIV/0! | #DIV/0! | 0.81 | 0 | 0 | #DIV/0! | #DIV/0! | #DIV/0! | #DIV/0! | #DIV/0! | #DIV/0! | #DIV/0! | #DIV/0! | #DIV/0! | #DIV/0!
[5 empty] | #DIV/0! | #DIV/0! | #DIV/0! | 0.2 | 0 | 0 | #DIV/0! | #DIV/0! | #DIV/0! | #DIV/0! | #DIV/0! | #DIV/0! | #DIV/0! | #DIV/0! | #DIV/0! | #DIV/0! | 0.5 | 0 | 0 | #DIV/0! | #DIV/0! | #DIV/0! | #DIV/0! | #DIV/0! | #DIV/0! | #DIV/0! | #DIV/0! | #DIV/0! | #DIV/0! | 0.81 | 0 | 0 | #DIV/0! | #DIV/0! | #DIV/0! | #DIV/0! | #DIV/0! | #DIV/0! | #DIV/0! | #DIV/0! | #DIV/0! | #DIV/0!
[5 empty] | #DIV/0! | #DIV/0! | #DIV/0! | 0.2 | 0 | 0 | #DIV/0! | #DIV/0! | #DIV/0! | #DIV/0! | #DIV/0! | #DIV/0! | #DIV/0! | #DIV/0! | #DIV/0! | #DIV/0! | 0.5 | 0 | 0 | #DIV/0! | #DIV/0! | #DIV/0! | #DIV/0! | #DIV/0! | #DIV/0! | #DIV/0! | #DIV/0! | #DIV/0! | #DIV/0! | 0.81 | 0 | 0 | #DIV/0! | #DIV/0! | #DIV/0! | #DIV/0! | #DIV/0! | #DIV/0! | #DIV/0! | #DIV/0! | #DIV/0! | #DIV/0!
[5 empty] | #DIV/0! | #DIV/0! | #DIV/0! | 0.2 | 0 | 0 | #DIV/0! | #DIV/0! | #DIV/0! | #DIV/0! | #DIV/0! | #DIV/0! | #DIV/0! | #DIV/0! | #DIV/0! | #DIV/0! | 0.5 | 0 | 0 | #DIV/0! | #DIV/0! | #DIV/0! | #DIV/0! | #DIV/0! | #DIV/0! | #DIV/0! | #DIV/0! | #DIV/0! | #DIV/0! | 0.81 | 0 | 0 | #DIV/0! | #DIV/0! | #DIV/0! | #DIV/0! | #DIV/0! | #DIV/0! | #DIV/0! | #DIV/0! | #DIV/0! | #DIV/0!
[5 empty] | #DIV/0! | #DIV/0! | #DIV/0! | 0.2 | 0 | 0 | #DIV/0! | #DIV/0! | #DIV/0! | #DIV/0! | #DIV/0! | #DIV/0! | #DIV/0! | #DIV/0! | #DIV/0! | #DIV/0! | 0.5 | 0 | 0 | #DIV/0! | #DIV/0! | #DIV/0! | #DIV/0! | #DIV/0! | #DIV/0! | #DIV/0! | #DIV/0! | #DIV/0! | #DIV/0! | 0.81 | 0 | 0 | #DIV/0! | #DIV/0! | #DIV/0! | #DIV/0! | #DIV/0! | #DIV/0! | #DIV/0! | #DIV/0! | #DIV/0! | #DIV/0!
[5 empty] | #DIV/0! | #DIV/0! | #DIV/0! | 0.2 | 0 | 0 | #DIV/0! | #DIV/0! | #DIV/0! | #DIV/0! | #DIV/0! | #DIV/0! | #DIV/0! | #DIV/0! | #DIV/0! | #DIV/0! | 0.5 | 0 | 0 | #DIV/0! | #DIV/0! | #DIV/0! | #DIV/0! | #DIV/0! | #DIV/0! | #DIV/0! | #DIV/0! | #DIV/0! | #DIV/0! | 0.81 | 0 | 0 | #DIV/0! | #DIV/0! | #DIV/0! | #DIV/0! | #DIV/0! | #DIV/0! | #DIV/0! | #DIV/0! | #DIV/0! | #DIV/0!
[5 empty] | #DIV/0! | #DIV/0! | #DIV/0! | 0.2 | 0 | 0 | #DIV/0! | #DIV/0! | #DIV/0! | #DIV/0! | #DIV/0! | #DIV/0! | #DIV/0! | #DIV/0! | #DIV/0! | #DIV/0! | 0.5 | 0 | 0 | #DIV/0! | #DIV/0! | #DIV/0! | #DIV/0! | #DIV/0! | #DIV/0! | #DIV/0! | #DIV/0! | #DIV/0! | #DIV/0! | 0.81 | 0 | 0 | #DIV/0! | #DIV/0! | #DIV/0! | #DIV/0! | #DIV/0! | #DIV/0! | #DIV/0! | #DIV/0! | #DIV/0! | #DIV/0!
[5 empty] | #DIV/0! | #DIV/0! | #DIV/0! | 0.2 | 0 | 0 | #DIV/0! | #DIV/0! | #DIV/0! | #DIV/0! | #DIV/0! | #DIV/0! | #DIV/0! | #DIV/0! | #DIV/0! | #DIV/0! | 0.5 | 0 | 0 | #DIV/0! | #DIV/0! | #DIV/0! | #DIV/0! | #DIV/0! | #DIV/0! | #DIV/0! | #DIV/0! | #DIV/0! | #DIV/0! | 0.81 | 0 | 0 | #DIV/0! | #DIV/0! | #DIV/0! | #DIV/0! | #DIV/0! | #DIV/0! | #DIV/0! | #DIV/0! | #DIV/0! | #DIV/0!
[5 empty] | #DIV/0! | #DIV/0! | #DIV/0! | 0.2 | 0 | 0 | #DIV/0! | #DIV/0! | #DIV/0! | #DIV/0! | #DIV/0! | #DIV/0! | #DIV/0! | #DIV/0! | #DIV/0! | #DIV/0! | 0.5 | 0 | 0 | #DIV/0! | #DIV/0! | #DIV/0! | #DIV/0! | #DIV/0! | #DIV/0! | #DIV/0! | #DIV/0! | #DIV/0! | #DIV/0! | 0.81 | 0 | 0 | #DIV/0! | #DIV/0! | #DIV/0! | #DIV/0! | #DIV/0! | #DIV/0! | #DIV/0! | #DIV/0! | #DIV/0! | #DIV/0!
[5 empty] | #DIV/0! | #DIV/0! | #DIV/0! | 0.2 | 0 | 0 | #DIV/0! | #DIV/0! | #DIV/0! | #DIV/0! | #DIV/0! | #DIV/0! | #DIV/0! | #DIV/0! | #DIV/0! | #DIV/0! | 0.5 | 0 | 0 | #DIV/0! | #DIV/0! | #DIV/0! | #DIV/0! | #DIV/0! | #DIV/0! | #DIV/0! | #DIV/0! | #DIV/0! | #DIV/0! | 0.81 | 0 | 0 | #DIV/0! | #DIV/0! | #DIV/0! | #DIV/0! | #DIV/0! | #DIV/0! | #DIV/0! | #DIV/0! | #DIV/0! | #DIV/0!
[5 empty] | #DIV/0! | #DIV/0! | #DIV/0! | 0.2 | 0 | 0 | #DIV/0! | #DIV/0! | #DIV/0! | #DIV/0! | #DIV/0! | #DIV/0! | #DIV/0! | #DIV/0! | #DIV/0! | #DIV/0! | 0.5 | 0 | 0 | #DIV/0! | #DIV/0! | #DIV/0! | #DIV/0! | #DIV/0! | #DIV/0! | #DIV/0! | #DIV/0! | #DIV/0! | #DIV/0! | 0.81 | 0 | 0 | #DIV/0! | #DIV/0! | #DIV/0! | #DIV/0! | #DIV/0! | #DIV/0! | #DIV/0! | #DIV/0! | #DIV/0! | #DIV/0!
[5 empty] | #DIV/0! | #DIV/0! | #DIV/0! | 0.2 | 0 | 0 | #DIV/0! | #DIV/0! | #DIV/0! | #DIV/0! | #DIV/0! | #DIV/0! | #DIV/0! | #DIV/0! | #DIV/0! | #DIV/0! | 0.5 | 0 | 0 | #DIV/0! | #DIV/0! | #DIV/0! | #DIV/0! | #DIV/0! | #DIV/0! | #DIV/0! | #DIV/0! | #DIV/0! | #DIV/0! | 0.81 | 0 | 0 | #DIV/0! | #DIV/0! | #DIV/0! | #DIV/0! | #DIV/0! | #DIV/0! | #DIV/0! | #DIV/0! | #DIV/0! | #DIV/0!
[5 empty] | #DIV/0! | #DIV/0! | #DIV/0! | 0.2 | 0 | 0 | #DIV/0! | #DIV/0! | #DIV/0! | #DIV/0! | #DIV/0! | #DIV/0! | #DIV/0! | #DIV/0! | #DIV/0! | #DIV/0! | 0.5 | 0 | 0 | #DIV/0! | #DIV/0! | #DIV/0! | #DIV/0! | #DIV/0! | #DIV/0! | #DIV/0! | #DIV/0! | #DIV/0! | #DIV/0! | 0.81 | 0 | 0 | #DIV/0! | #DIV/0! | #DIV/0! | #DIV/0! | #DIV/0! | #DIV/0! | #DIV/0! | #DIV/0! | #DIV/0! | #DIV/0!
[5 empty] | #DIV/0! | #DIV/0! | #DIV/0! | 0.2 | 0 | 0 | #DIV/0! | #DIV/0! | #DIV/0! | #DIV/0! | #DIV/0! | #DIV/0! | #DIV/0! | #DIV/0! | #DIV/0! | #DIV/0! | 0.5 | 0 | 0 | #DIV/0! | #DIV/0! | #DIV/0! | #DIV/0! | #DIV/0! | #DIV/0! | #DIV/0! | #DIV/0! | #DIV/0! | #DIV/0! | 0.81 | 0 | 0 | #DIV/0! | #DIV/0! | #DIV/0! | #DIV/0! | #DIV/0! | #DIV/0! | #DIV/0! | #DIV/0! | #DIV/0! | #DIV/0!
[5 empty] | #DIV/0! | #DIV/0! | #DIV/0! | 0.2 | 0 | 0 | #DIV/0! | #DIV/0! | #DIV/0! | #DIV/0! | #DIV/0! | #DIV/0! | #DIV/0! | #DIV/0! | #DIV/0! | #DIV/0! | 0.5 | 0 | 0 | #DIV/0! | #DIV/0! | #DIV/0! | #DIV/0! | #DIV/0! | #DIV/0! | #DIV/0! | #DIV/0! | #DIV/0! | #DIV/0! | 0.81 | 0 | 0 | #DIV/0! | #DIV/0! | #DIV/0! | #DIV/0! | #DIV/0! | #DIV/0! | #DIV/0! | #DIV/0! | #DIV/0! | #DIV/0!
[5 empty] | #DIV/0! | #DIV/0! | #DIV/0! | 0.2 | 0 | 0 | #DIV/0! | #DIV/0! | #DIV/0! | #DIV/0! | #DIV/0! | #DIV/0! | #DIV/0! | #DIV/0! | #DIV/0! | #DIV/0! | 0.5 | 0 | 0 | #DIV/0! | #DIV/0! | #DIV/0! | #DIV/0! | #DIV/0! | #DIV/0! | #DIV/0! | #DIV/0! | #DIV/0! | #DIV/0! | 0.81 | 0 | 0 | #DIV/0! | #DIV/0! | #DIV/0! | #DIV/0! | #DIV/0! | #DIV/0! | #DIV/0! | #DIV/0! | #DIV/0! | #DIV/0!
[5 empty] | #DIV/0! | #DIV/0! | #DIV/0! | 0.2 | 0 | 0 | #DIV/0! | #DIV/0! | #DIV/0! | #DIV/0! | #DIV/0! | #DIV/0! | #DIV/0! | #DIV/0! | #DIV/0! | #DIV/0! | 0.5 | 0 | 0 | #DIV/0! | #DIV/0! | #DIV/0! | #DIV/0! | #DIV/0! | #DIV/0! | #DIV/0! | #DIV/0! | #DIV/0! | #DIV/0! | 0.81 | 0 | 0 | #DIV/0! | #DIV/0! | #DIV/0! | #DIV/0! | #DIV/0! | #DIV/0! | #DIV/0! | #DIV/0! | #DIV/0! | #DIV/0!
[5 empty] | #DIV/0! | #DIV/0! | #DIV/0! | 0.2 | 0 | 0 | #DIV/0! | #DIV/0! | #DIV/0! | #DIV/0! | #DIV/0! | #DIV/0! | #DIV/0! | #DIV/0! | #DIV/0! | #DIV/0! | 0.5 | 0 | 0 | #DIV/0! | #DIV/0! | #DIV/0! | #DIV/0! | #DIV/0! | #DIV/0! | #DIV/0! | #DIV/0! | #DIV/0! | #DIV/0! | 0.81 | 0 | 0 | #DIV/0! | #DIV/0! | #DIV/0! | #DIV/0! | #DIV/0! | #DIV/0! | #DIV/0! | #DIV/0! | #DIV/0! | #DIV/0!
[5 empty] | #DIV/0! | #DIV/0! | #DIV/0! | 0.2 | 0 | 0 | #DIV/0! | #DIV/0! | #DIV/0! | #DIV/0! | #DIV/0! | #DIV/0! | #DIV/0! | #DIV/0! | #DIV/0! | #DIV/0! | 0.5 | 0 | 0 | #DIV/0! | #DIV/0! | #DIV/0! | #DIV/0! | #DIV/0! | #DIV/0! | #DIV/0! | #DIV/0! | #DIV/0! | #DIV/0! | 0.81 | 0 | 0 | #DIV/0! | #DIV/0! | #DIV/0! | #DIV/0! | #DIV/0! | #DIV/0! | #DIV/0! | #DIV/0! | #DIV/0! | #DIV/0!
[5 empty] | #DIV/0! | #DIV/0! | #DIV/0! | 0.2 | 0 | 0 | #DIV/0! | #DIV/0! | #DIV/0! | #DIV/0! | #DIV/0! | #DIV/0! | #DIV/0! | #DIV/0! | #DIV/0! | #DIV/0! | 0.5 | 0 | 0 | #DIV/0! | #DIV/0! | #DIV/0! | #DIV/0! | #DIV/0! | #DIV/0! | #DIV/0! | #DIV/0! | #DIV/0! | #DIV/0! | 0.81 | 0 | 0 | #DIV/0! | #DIV/0! | #DIV/0! | #DIV/0! | #DIV/0! | #DIV/0! | #DIV/0! | #DIV/0! | #DIV/0! | #DIV/0!
[5 empty] | #DIV/0! | #DIV/0! | #DIV/0! | 0.2 | 0 | 0 | #DIV/0! | #DIV/0! | #DIV/0! | #DIV/0! | #DIV/0! | #DIV/0! | #DIV/0! | #DIV/0! | #DIV/0! | #DIV/0! | 0.5 | 0 | 0 | #DIV/0! | #DIV/0! | #DIV/0! | #DIV/0! | #DIV/0! | #DIV/0! | #DIV/0! | #DIV/0! | #DIV/0! | #DIV/0! | 0.81 | 0 | 0 | #DIV/0! | #DIV/0! | #DIV/0! | #DIV/0! | #DIV/0! | #DIV/0! | #DIV/0! | #DIV/0! | #DIV/0! | #DIV/0!
[5 empty] | #DIV/0! | #DIV/0! | #DIV/0! | 0.2 | 0 | 0 | #DIV/0! | #DIV/0! | #DIV/0! | #DIV/0! | #DIV/0! | #DIV/0! | #DIV/0! | #DIV/0! | #DIV/0! | #DIV/0! | 0.5 | 0 | 0 | #DIV/0! | #DIV/0! | #DIV/0! | #DIV/0! | #DIV/0! | #DIV/0! | #DIV/0! | #DIV/0! | #DIV/0! | #DIV/0! | 0.81 | 0 | 0 | #DIV/0! | #DIV/0! | #DIV/0! | #DIV/0! | #DIV/0! | #DIV/0! | #DIV/0! | #DIV/0! | #DIV/0! | #DIV/0!
[5 empty] | #DIV/0! | #DIV/0! | #DIV/0! | 0.2 | 0 | 0 | #DIV/0! | #DIV/0! | #DIV/0! | #DIV/0! | #DIV/0! | #DIV/0! | #DIV/0! | #DIV/0! | #DIV/0! | #DIV/0! | 0.5 | 0 | 0 | #DIV/0! | #DIV/0! | #DIV/0! | #DIV/0! | #DIV/0! | #DIV/0! | #DIV/0! | #DIV/0! | #DIV/0! | #DIV/0! | 0.81 | 0 | 0 | #DIV/0! | #DIV/0! | #DIV/0! | #DIV/0! | #DIV/0! | #DIV/0! | #DIV/0! | #DIV/0! | #DIV/0! | #DIV/0!
[5 empty] | #DIV/0! | #DIV/0! | #DIV/0! | 0.2 | 0 | 0 | #DIV/0! | #DIV/0! | #DIV/0! | #DIV/0! | #DIV/0! | #DIV/0! | #DIV/0! | #DIV/0! | #DIV/0! | #DIV/0! | 0.5 | 0 | 0 | #DIV/0! | #DIV/0! | #DIV/0! | #DIV/0! | #DIV/0! | #DIV/0! | #DIV/0! | #DIV/0! | #DIV/0! | #DIV/0! | 0.81 | 0 | 0 | #DIV/0! | #DIV/0! | #DIV/0! | #DIV/0! | #DIV/0! | #DIV/0! | #DIV/0! | #DIV/0! | #DIV/0! | #DIV/0!
[5 empty] | #DIV/0! | #DIV/0! | #DIV/0! | 0.2 | 0 | 0 | #DIV/0! | #DIV/0! | #DIV/0! | #DIV/0! | #DIV/0! | #DIV/0! | #DIV/0! | #DIV/0! | #DIV/0! | #DIV/0! | 0.5 | 0 | 0 | #DIV/0! | #DIV/0! | #DIV/0! | #DIV/0! | #DIV/0! | #DIV/0! | #DIV/0! | #DIV/0! | #DIV/0! | #DIV/0! | 0.81 | 0 | 0 | #DIV/0! | #DIV/0! | #DIV/0! | #DIV/0! | #DIV/0! | #DIV/0! | #DIV/0! | #DIV/0! | #DIV/0! | #DIV/0!
[5 empty] | #DIV/0! | #DIV/0! | #DIV/0! | 0.2 | 0 | 0 | #DIV/0! | #DIV/0! | #DIV/0! | #DIV/0! | #DIV/0! | #DIV/0! | #DIV/0! | #DIV/0! | #DIV/0! | #DIV/0! | 0.5 | 0 | 0 | #DIV/0! | #DIV/0! | #DIV/0! | #DIV/0! | #DIV/0! | #DIV/0! | #DIV/0! | #DIV/0! | #DIV/0! | #DIV/0! | 0.81 | 0 | 0 | #DIV/0! | #DIV/0! | #DIV/0! | #DIV/0! | #DIV/0! | #DIV/0! | #DIV/0! | #DIV/0! | #DIV/0! | #DIV/0!
[5 empty] | #DIV/0! | #DIV/0! | #DIV/0! | 0.2 | 0 | 0 | #DIV/0! | #DIV/0! | #DIV/0! | #DIV/0! | #DIV/0! | #DIV/0! | #DIV/0! | #DIV/0! | #DIV/0! | #DIV/0! | 0.5 | 0 | 0 | #DIV/0! | #DIV/0! | #DIV/0! | #DIV/0! | #DIV/0! | #DIV/0! | #DIV/0! | #DIV/0! | #DIV/0! | #DIV/0! | 0.81 | 0 | 0 | #DIV/0! | #DIV/0! | #DIV/0! | #DIV/0! | #DIV/0! | #DIV/0! | #DIV/0! | #DIV/0! | #DIV/0! | #DIV/0!
[5 empty] | #DIV/0! | #DIV/0! | #DIV/0! | 0.2 | 0 | 0 | #DIV/0! | #DIV/0! | #DIV/0! | #DIV/0! | #DIV/0! | #DIV/0! | #DIV/0! | #DIV/0! | #DIV/0! | #DIV/0! | 0.5 | 0 | 0 | #DIV/0! | #DIV/0! | #DIV/0! | #DIV/0! | #DIV/0! | #DIV/0! | #DIV/0! | #DIV/0! | #DIV/0! | #DIV/0! | 0.81 | 0 | 0 | #DIV/0! | #DIV/0! | #DIV/0! | #DIV/0! | #DIV/0! | #DIV/0! | #DIV/0! | #DIV/0! | #DIV/0! | #DIV/0!
[5 empty] | #DIV/0! | #DIV/0! | #DIV/0! | 0.2 | 0 | 0 | #DIV/0! | #DIV/0! | #DIV/0! | #DIV/0! | #DIV/0! | #DIV/0! | #DIV/0! | #DIV/0! | #DIV/0! | #DIV/0! | 0.5 | 0 | 0 | #DIV/0! | #DIV/0! | #DIV/0! | #DIV/0! | #DIV/0! | #DIV/0! | #DIV/0! | #DIV/0! | #DIV/0! | #DIV/0! | 0.81 | 0 | 0 | #DIV/0! | #DIV/0! | #DIV/0! | #DIV/0! | #DIV/0! | #DIV/0! | #DIV/0! | #DIV/0! | #DIV/0! | #DIV/0!
[5 empty] | #DIV/0! | #DIV/0! | #DIV/0! | 0.2 | 0 | 0 | #DIV/0! | #DIV/0! | #DIV/0! | #DIV/0! | #DIV/0! | #DIV/0! | #DIV/0! | #DIV/0! | #DIV/0! | #DIV/0! | 0.5 | 0 | 0 | #DIV/0! | #DIV/0! | #DIV/0! | #DIV/0! | #DIV/0! | #DIV/0! | #DIV/0! | #DIV/0! | #DIV/0! | #DIV/0! | 0.81 | 0 | 0 | #DIV/0! | #DIV/0! | #DIV/0! | #DIV/0! | #DIV/0! | #DIV/0! | #DIV/0! | #DIV/0! | #DIV/0! | #DIV/0!
[5 empty] | #DIV/0! | #DIV/0! | #DIV/0! | 0.2 | 0 | 0 | #DIV/0! | #DIV/0! | #DIV/0! | #DIV/0! | #DIV/0! | #DIV/0! | #DIV/0! | #DIV/0! | #DIV/0! | #DIV/0! | 0.5 | 0 | 0 | #DIV/0! | #DIV/0! | #DIV/0! | #DIV/0! | #DIV/0! | #DIV/0! | #DIV/0! | #DIV/0! | #DIV/0! | #DIV/0! | 0.81 | 0 | 0 | #DIV/0! | #DIV/0! | #DIV/0! | #DIV/0! | #DIV/0! | #DIV/0! | #DIV/0! | #DIV/0! | #DIV/0! | #DIV/0!
[5 empty] | #DIV/0! | #DIV/0! | #DIV/0! | 0.2 | 0 | 0 | #DIV/0! | #DIV/0! | #DIV/0! | #DIV/0! | #DIV/0! | #DIV/0! | #DIV/0! | #DIV/0! | #DIV/0! | #DIV/0! | 0.5 | 0 | 0 | #DIV/0! | #DIV/0! | #DIV/0! | #DIV/0! | #DIV/0! | #DIV/0! | #DIV/0! | #DIV/0! | #DIV/0! | #DIV/0! | 0.81 | 0 | 0 | #DIV/0! | #DIV/0! | #DIV/0! | #DIV/0! | #DIV/0! | #DIV/0! | #DIV/0! | #DIV/0! | #DIV/0! | #DIV/0!
[5 empty] | #DIV/0! | #DIV/0! | #DIV/0! | 0.2 | 0 | 0 | #DIV/0! | #DIV/0! | #DIV/0! | #DIV/0! | #DIV/0! | #DIV/0! | #DIV/0! | #DIV/0! | #DIV/0! | #DIV/0! | 0.5 | 0 | 0 | #DIV/0! | #DIV/0! | #DIV/0! | #DIV/0! | #DIV/0! | #DIV/0! | #DIV/0! | #DIV/0! | #DIV/0! | #DIV/0! | 0.81 | 0 | 0 | #DIV/0! | #DIV/0! | #DIV/0! | #DIV/0! | #DIV/0! | #DIV/0! | #DIV/0! | #DIV/0! | #DIV/0! | #DIV/0!
[5 empty] | #DIV/0! | #DIV/0! | #DIV/0! | 0.2 | 0 | 0 | #DIV/0! | #DIV/0! | #DIV/0! | #DIV/0! | #DIV/0! | #DIV/0! | #DIV/0! | #DIV/0! | #DIV/0! | #DIV/0! | 0.5 | 0 | 0 | #DIV/0! | #DIV/0! | #DIV/0! | #DIV/0! | #DIV/0! | #DIV/0! | #DIV/0! | #DIV/0! | #DIV/0! | #DIV/0! | 0.81 | 0 | 0 | #DIV/0! | #DIV/0! | #DIV/0! | #DIV/0! | #DIV/0! | #DIV/0! | #DIV/0! | #DIV/0! | #DIV/0! | #DIV/0!
[5 empty] | #DIV/0! | #DIV/0! | #DIV/0! | 0.2 | 0 | 0 | #DIV/0! | #DIV/0! | #DIV/0! | #DIV/0! | #DIV/0! | #DIV/0! | #DIV/0! | #DIV/0! | #DIV/0! | #DIV/0! | 0.5 | 0 | 0 | #DIV/0! | #DIV/0! | #DIV/0! | #DIV/0! | #DIV/0! | #DIV/0! | #DIV/0! | #DIV/0! | #DIV/0! | #DIV/0! | 0.81 | 0 | 0 | #DIV/0! | #DIV/0! | #DIV/0! | #DIV/0! | #DIV/0! | #DIV/0! | #DIV/0! | #DIV/0! | #DIV/0! | #DIV/0!
[5 empty] | #DIV/0! | #DIV/0! | #DIV/0! | 0.2 | 0 | 0 | #DIV/0! | #DIV/0! | #DIV/0! | #DIV/0! | #DIV/0! | #DIV/0! | #DIV/0! | #DIV/0! | #DIV/0! | #DIV/0! | 0.5 | 0 | 0 | #DIV/0! | #DIV/0! | #DIV/0! | #DIV/0! | #DIV/0! | #DIV/0! | #DIV/0! | #DIV/0! | #DIV/0! | #DIV/0! | 0.81 | 0 | 0 | #DIV/0! | #DIV/0! | #DIV/0! | #DIV/0! | #DIV/0! | #DIV/0! | #DIV/0! | #DIV/0! | #DIV/0! | #DIV/0!
[5 empty] | #DIV/0! | #DIV/0! | #DIV/0! | 0.2 | 0 | 0 | #DIV/0! | #DIV/0! | #DIV/0! | #DIV/0! | #DIV/0! | #DIV/0! | #DIV/0! | #DIV/0! | #DIV/0! | #DIV/0! | 0.5 | 0 | 0 | #DIV/0! | #DIV/0! | #DIV/0! | #DIV/0! | #DIV/0! | #DIV/0! | #DIV/0! | #DIV/0! | #DIV/0! | #DIV/0! | 0.81 | 0 | 0 | #DIV/0! | #DIV/0! | #DIV/0! | #DIV/0! | #DIV/0! | #DIV/0! | #DIV/0! | #DIV/0! | #DIV/0! | #DIV/0!
[5 empty] | #DIV/0! | #DIV/0! | #DIV/0! | 0.2 | 0 | 0 | #DIV/0! | #DIV/0! | #DIV/0! | #DIV/0! | #DIV/0! | #DIV/0! | #DIV/0! | #DIV/0! | #DIV/0! | #DIV/0! | 0.5 | 0 | 0 | #DIV/0! | #DIV/0! | #DIV/0! | #DIV/0! | #DIV/0! | #DIV/0! | #DIV/0! | #DIV/0! | #DIV/0! | #DIV/0! | 0.81 | 0 | 0 | #DIV/0! | #DIV/0! | #DIV/0! | #DIV/0! | #DIV/0! | #DIV/0! | #DIV/0! | #DIV/0! | #DIV/0! | #DIV/0!
[5 empty] | #DIV/0! | #DIV/0! | #DIV/0! | 0.2 | 0 | 0 | #DIV/0! | #DIV/0! | #DIV/0! | #DIV/0! | #DIV/0! | #DIV/0! | #DIV/0! | #DIV/0! | #DIV/0! | #DIV/0! | 0.5 | 0 | 0 | #DIV/0! | #DIV/0! | #DIV/0! | #DIV/0! | #DIV/0! | #DIV/0! | #DIV/0! | #DIV/0! | #DIV/0! | #DIV/0! | 0.81 | 0 | 0 | #DIV/0! | #DIV/0! | #DIV/0! | #DIV/0! | #DIV/0! | #DIV/0! | #DIV/0! | #DIV/0! | #DIV/0! | #DIV/0!
[5 empty] | #DIV/0! | #DIV/0! | #DIV/0! | 0.2 | 0 | 0 | #DIV/0! | #DIV/0! | #DIV/0! | #DIV/0! | #DIV/0! | #DIV/0! | #DIV/0! | #DIV/0! | #DIV/0! | #DIV/0! | 0.5 | 0 | 0 | #DIV/0! | #DIV/0! | #DIV/0! | #DIV/0! | #DIV/0! | #DIV/0! | #DIV/0! | #DIV/0! | #DIV/0! | #DIV/0! | 0.81 | 0 | 0 | #DIV/0! | #DIV/0! | #DIV/0! | #DIV/0! | #DIV/0! | #DIV/0! | #DIV/0! | #DIV/0! | #DIV/0! | #DIV/0!
[5 empty] | #DIV/0! | #DIV/0! | #DIV/0! | 0.2 | 0 | 0 | #DIV/0! | #DIV/0! | #DIV/0! | #DIV/0! | #DIV/0! | #DIV/0! | #DIV/0! | #DIV/0! | #DIV/0! | #DIV/0! | 0.5 | 0 | 0 | #DIV/0! | #DIV/0! | #DIV/0! | #DIV/0! | #DIV/0! | #DIV/0! | #DIV/0! | #DIV/0! | #DIV/0! | #DIV/0! | 0.81 | 0 | 0 | #DIV/0! | #DIV/0! | #DIV/0! | #DIV/0! | #DIV/0! | #DIV/0! | #DIV/0! | #DIV/0! | #DIV/0! | #DIV/0!
[5 empty] | #DIV/0! | #DIV/0! | #DIV/0! | 0.2 | 0 | 0 | #DIV/0! | #DIV/0! | #DIV/0! | #DIV/0! | #DIV/0! | #DIV/0! | #DIV/0! | #DIV/0! | #DIV/0! | #DIV/0! | 0.5 | 0 | 0 | #DIV/0! | #DIV/0! | #DIV/0! | #DIV/0! | #DIV/0! | #DIV/0! | #DIV/0! | #DIV/0! | #DIV/0! | #DIV/0! | 0.81 | 0 | 0 | #DIV/0! | #DIV/0! | #DIV/0! | #DIV/0! | #DIV/0! | #DIV/0! | #DIV/0! | #DIV/0! | #DIV/0! | #DIV/0!
[5 empty] | #DIV/0! | #DIV/0! | #DIV/0! | 0.2 | 0 | 0 | #DIV/0! | #DIV/0! | #DIV/0! | #DIV/0! | #DIV/0! | #DIV/0! | #DIV/0! | #DIV/0! | #DIV/0! | #DIV/0! | 0.5 | 0 | 0 | #DIV/0! | #DIV/0! | #DIV/0! | #DIV/0! | #DIV/0! | #DIV/0! | #DIV/0! | #DIV/0! | #DIV/0! | #DIV/0! | 0.81 | 0 | 0 | #DIV/0! | #DIV/0! | #DIV/0! | #DIV/0! | #DIV/0! | #DIV/0! | #DIV/0! | #DIV/0! | #DIV/0! | #DIV/0!
[5 empty] | #DIV/0! | #DIV/0! | #DIV/0! | 0.2 | 0 | 0 | #DIV/0! | #DIV/0! | #DIV/0! | #DIV/0! | #DIV/0! | #DIV/0! | #DIV/0! | #DIV/0! | #DIV/0! | #DIV/0! | 0.5 | 0 | 0 | #DIV/0! | #DIV/0! | #DIV/0! | #DIV/0! | #DIV/0! | #DIV/0! | #DIV/0! | #DIV/0! | #DIV/0! | #DIV/0! | 0.81 | 0 | 0 | #DIV/0! | #DIV/0! | #DIV/0! | #DIV/0! | #DIV/0! | #DIV/0! | #DIV/0! | #DIV/0! | #DIV/0! | #DIV/0!
[5 empty] | #DIV/0! | #DIV/0! | #DIV/0! | 0.2 | 0 | 0 | #DIV/0! | #DIV/0! | #DIV/0! | #DIV/0! | #DIV/0! | #DIV/0! | #DIV/0! | #DIV/0! | #DIV/0! | #DIV/0! | 0.5 | 0 | 0 | #DIV/0! | #DIV/0! | #DIV/0! | #DIV/0! | #DIV/0! | #DIV/0! | #DIV/0! | #DIV/0! | #DIV/0! | #DIV/0! | 0.81 | 0 | 0 | #DIV/0! | #DIV/0! | #DIV/0! | #DIV/0! | #DIV/0! | #DIV/0! | #DIV/0! | #DIV/0! | #DIV/0! | #DIV/0!
[5 empty] | #DIV/0! | #DIV/0! | #DIV/0! | 0.2 | 0 | 0 | #DIV/0! | #DIV/0! | #DIV/0! | #DIV/0! | #DIV/0! | #DIV/0! | #DIV/0! | #DIV/0! | #DIV/0! | #DIV/0! | 0.5 | 0 | 0 | #DIV/0! | #DIV/0! | #DIV/0! | #DIV/0! | #DIV/0! | #DIV/0! | #DIV/0! | #DIV/0! | #DIV/0! | #DIV/0! | 0.81 | 0 | 0 | #DIV/0! | #DIV/0! | #DIV/0! | #DIV/0! | #DIV/0! | #DIV/0! | #DIV/0! | #DIV/0! | #DIV/0! | #DIV/0!
[5 empty] | #DIV/0! | #DIV/0! | #DIV/0! | 0.2 | 0 | 0 | #DIV/0! | #DIV/0! | #DIV/0! | #DIV/0! | #DIV/0! | #DIV/0! | #DIV/0! | #DIV/0! | #DIV/0! | #DIV/0! | 0.5 | 0 | 0 | #DIV/0! | #DIV/0! | #DIV/0! | #DIV/0! | #DIV/0! | #DIV/0! | #DIV/0! | #DIV/0! | #DIV/0! | #DIV/0! | 0.81 | 0 | 0 | #DIV/0! | #DIV/0! | #DIV/0! | #DIV/0! | #DIV/0! | #DIV/0! | #DIV/0! | #DIV/0! | #DIV/0! | #DIV/0!
[5 empty] | #DIV/0! | #DIV/0! | #DIV/0! | 0.2 | 0 | 0 | #DIV/0! | #DIV/0! | #DIV/0! | #DIV/0! | #DIV/0! | #DIV/0! | #DIV/0! | #DIV/0! | #DIV/0! | #DIV/0! | 0.5 | 0 | 0 | #DIV/0! | #DIV/0! | #DIV/0! | #DIV/0! | #DIV/0! | #DIV/0! | #DIV/0! | #DIV/0! | #DIV/0! | #DIV/0! | 0.81 | 0 | 0 | #DIV/0! | #DIV/0! | #DIV/0! | #DIV/0! | #DIV/0! | #DIV/0! | #DIV/0! | #DIV/0! | #DIV/0! | #DIV/0!
[5 empty] | #DIV/0! | #DIV/0! | #DIV/0! | 0.2 | 0 | 0 | #DIV/0! | #DIV/0! | #DIV/0! | #DIV/0! | #DIV/0! | #DIV/0! | #DIV/0! | #DIV/0! | #DIV/0! | #DIV/0! | 0.5 | 0 | 0 | #DIV/0! | #DIV/0! | #DIV/0! | #DIV/0! | #DIV/0! | #DIV/0! | #DIV/0! | #DIV/0! | #DIV/0! | #DIV/0! | 0.81 | 0 | 0 | #DIV/0! | #DIV/0! | #DIV/0! | #DIV/0! | #DIV/0! | #DIV/0! | #DIV/0! | #DIV/0! | #DIV/0! | #DIV/0!
[5 empty] | #DIV/0! | #DIV/0! | #DIV/0! | 0.2 | 0 | 0 | #DIV/0! | #DIV/0! | #DIV/0! | #DIV/0! | #DIV/0! | #DIV/0! | #DIV/0! | #DIV/0! | #DIV/0! | #DIV/0! | 0.5 | 0 | 0 | #DIV/0! | #DIV/0! | #DIV/0! | #DIV/0! | #DIV/0! | #DIV/0! | #DIV/0! | #DIV/0! | #DIV/0! | #DIV/0! | 0.81 | 0 | 0 | #DIV/0! | #DIV/0! | #DIV/0! | #DIV/0! | #DIV/0! | #DIV/0! | #DIV/0! | #DIV/0! | #DIV/0! | #DIV/0!
[5 empty] | #DIV/0! | #DIV/0! | #DIV/0! | 0.2 | 0 | 0 | #DIV/0! | #DIV/0! | #DIV/0! | #DIV/0! | #DIV/0! | #DIV/0! | #DIV/0! | #DIV/0! | #DIV/0! | #DIV/0! | 0.5 | 0 | 0 | #DIV/0! | #DIV/0! | #DIV/0! | #DIV/0! | #DIV/0! | #DIV/0! | #DIV/0! | #DIV/0! | #DIV/0! | #DIV/0! | 0.81 | 0 | 0 | #DIV/0! | #DIV/0! | #DIV/0! | #DIV/0! | #DIV/0! | #DIV/0! | #DIV/0! | #DIV/0! | #DIV/0! | #DIV/0!
[5 empty] | #DIV/0! | #DIV/0! | #DIV/0! | 0.2 | 0 | 0 | #DIV/0! | #DIV/0! | #DIV/0! | #DIV/0! | #DIV/0! | #DIV/0! | #DIV/0! | #DIV/0! | #DIV/0! | #DIV/0! | 0.5 | 0 | 0 | #DIV/0! | #DIV/0! | #DIV/0! | #DIV/0! | #DIV/0! | #DIV/0! | #DIV/0! | #DIV/0! | #DIV/0! | #DIV/0! | 0.81 | 0 | 0 | #DIV/0! | #DIV/0! | #DIV/0! | #DIV/0! | #DIV/0! | #DIV/0! | #DIV/0! | #DIV/0! | #DIV/0! | #DIV/0!
[5 empty] | #DIV/0! | #DIV/0! | #DIV/0! | 0.2 | 0 | 0 | #DIV/0! | #DIV/0! | #DIV/0! | #DIV/0! | #DIV/0! | #DIV/0! | #DIV/0! | #DIV/0! | #DIV/0! | #DIV/0! | 0.5 | 0 | 0 | #DIV/0! | #DIV/0! | #DIV/0! | #DIV/0! | #DIV/0! | #DIV/0! | #DIV/0! | #DIV/0! | #DIV/0! | #DIV/0! | 0.81 | 0 | 0 | #DIV/0! | #DIV/0! | #DIV/0! | #DIV/0! | #DIV/0! | #DIV/0! | #DIV/0! | #DIV/0! | #DIV/0! | #DIV/0!
[5 empty] | #DIV/0! | #DIV/0! | #DIV/0! | 0.2 | 0 | 0 | #DIV/0! | #DIV/0! | #DIV/0! | #DIV/0! | #DIV/0! | #DIV/0! | #DIV/0! | #DIV/0! | #DIV/0! | #DIV/0! | 0.5 | 0 | 0 | #DIV/0! | #DIV/0! | #DIV/0! | #DIV/0! | #DIV/0! | #DIV/0! | #DIV/0! | #DIV/0! | #DIV/0! | #DIV/0! | 0.81 | 0 | 0 | #DIV/0! | #DIV/0! | #DIV/0! | #DIV/0! | #DIV/0! | #DIV/0! | #DIV/0! | #DIV/0! | #DIV/0! | #DIV/0!
[5 empty] | #DIV/0! | #DIV/0! | #DIV/0! | 0.2 | 0 | 0 | #DIV/0! | #DIV/0! | #DIV/0! | #DIV/0! | #DIV/0! | #DIV/0! | #DIV/0! | #DIV/0! | #DIV/0! | #DIV/0! | 0.5 | 0 | 0 | #DIV/0! | #DIV/0! | #DIV/0! | #DIV/0! | #DIV/0! | #DIV/0! | #DIV/0! | #DIV/0! | #DIV/0! | #DIV/0! | 0.81 | 0 | 0 | #DIV/0! | #DIV/0! | #DIV/0! | #DIV/0! | #DIV/0! | #DIV/0! | #DIV/0! | #DIV/0! | #DIV/0! | #DIV/0!
[5 empty] | #DIV/0! | #DIV/0! | #DIV/0! | 0.2 | 0 | 0 | #DIV/0! | #DIV/0! | #DIV/0! | #DIV/0! | #DIV/0! | #DIV/0! | #DIV/0! | #DIV/0! | #DIV/0! | #DIV/0! | 0.5 | 0 | 0 | #DIV/0! | #DIV/0! | #DIV/0! | #DIV/0! | #DIV/0! | #DIV/0! | #DIV/0! | #DIV/0! | #DIV/0! | #DIV/0! | 0.81 | 0 | 0 | #DIV/0! | #DIV/0! | #DIV/0! | #DIV/0! | #DIV/0! | #DIV/0! | #DIV/0! | #DIV/0! | #DIV/0! | #DIV/0!
[5 empty] | #DIV/0! | #DIV/0! | #DIV/0! | 0.2 | 0 | 0 | #DIV/0! | #DIV/0! | #DIV/0! | #DIV/0! | #DIV/0! | #DIV/0! | #DIV/0! | #DIV/0! | #DIV/0! | #DIV/0! | 0.5 | 0 | 0 | #DIV/0! | #DIV/0! | #DIV/0! | #DIV/0! | #DIV/0! | #DIV/0! | #DIV/0! | #DIV/0! | #DIV/0! | #DIV/0! | 0.81 | 0 | 0 | #DIV/0! | #DIV/0! | #DIV/0! | #DIV/0! | #DIV/0! | #DIV/0! | #DIV/0! | #DIV/0! | #DIV/0! | #DIV/0!
[5 empty] | #DIV/0! | #DIV/0! | #DIV/0! | 0.2 | 0 | 0 | #DIV/0! | #DIV/0! | #DIV/0! | #DIV/0! | #DIV/0! | #DIV/0! | #DIV/0! | #DIV/0! | #DIV/0! | #DIV/0! | 0.5 | 0 | 0 | #DIV/0! | #DIV/0! | #DIV/0! | #DIV/0! | #DIV/0! | #DIV/0! | #DIV/0! | #DIV/0! | #DIV/0! | #DIV/0! | 0.81 | 0 | 0 | #DIV/0! | #DIV/0! | #DIV/0! | #DIV/0! | #DIV/0! | #DIV/0! | #DIV/0! | #DIV/0! | #DIV/0! | #DIV/0!
[5 empty] | #DIV/0! | #DIV/0! | #DIV/0! | 0.2 | 0 | 0 | #DIV/0! | #DIV/0! | #DIV/0! | #DIV/0! | #DIV/0! | #DIV/0! | #DIV/0! | #DIV/0! | #DIV/0! | #DIV/0! | 0.5 | 0 | 0 | #DIV/0! | #DIV/0! | #DIV/0! | #DIV/0! | #DIV/0! | #DIV/0! | #DIV/0! | #DIV/0! | #DIV/0! | #DIV/0! | 0.81 | 0 | 0 | #DIV/0! | #DIV/0! | #DIV/0! | #DIV/0! | #DIV/0! | #DIV/0! | #DIV/0! | #DIV/0! | #DIV/0! | #DIV/0!
[5 empty] | #DIV/0! | #DIV/0! | #DIV/0! | 0.2 | 0 | 0 | #DIV/0! | #DIV/0! | #DIV/0! | #DIV/0! | #DIV/0! | #DIV/0! | #DIV/0! | #DIV/0! | #DIV/0! | #DIV/0! | 0.5 | 0 | 0 | #DIV/0! | #DIV/0! | #DIV/0! | #DIV/0! | #DIV/0! | #DIV/0! | #DIV/0! | #DIV/0! | #DIV/0! | #DIV/0! | 0.81 | 0 | 0 | #DIV/0! | #DIV/0! | #DIV/0! | #DIV/0! | #DIV/0! | #DIV/0! | #DIV/0! | #DIV/0! | #DIV/0! | #DIV/0!
[5 empty] | #DIV/0! | #DIV/0! | #DIV/0! | 0.2 | 0 | 0 | #DIV/0! | #DIV/0! | #DIV/0! | #DIV/0! | #DIV/0! | #DIV/0! | #DIV/0! | #DIV/0! | #DIV/0! | #DIV/0! | 0.5 | 0 | 0 | #DIV/0! | #DIV/0! | #DIV/0! | #DIV/0! | #DIV/0! | #DIV/0! | #DIV/0! | #DIV/0! | #DIV/0! | #DIV/0! | 0.81 | 0 | 0 | #DIV/0! | #DIV/0! | #DIV/0! | #DIV/0! | #DIV/0! | #DIV/0! | #DIV/0! | #DIV/0! | #DIV/0! | #DIV/0!
[5 empty] | #DIV/0! | #DIV/0! | #DIV/0! | 0.2 | 0 | 0 | #DIV/0! | #DIV/0! | #DIV/0! | #DIV/0! | #DIV/0! | #DIV/0! | #DIV/0! | #DIV/0! | #DIV/0! | #DIV/0! | 0.5 | 0 | 0 | #DIV/0! | #DIV/0! | #DIV/0! | #DIV/0! | #DIV/0! | #DIV/0! | #DIV/0! | #DIV/0! | #DIV/0! | #DIV/0! | 0.81 | 0 | 0 | #DIV/0! | #DIV/0! | #DIV/0! | #DIV/0! | #DIV/0! | #DIV/0! | #DIV/0! | #DIV/0! | #DIV/0! | #DIV/0!
[5 empty] | #DIV/0! | #DIV/0! | #DIV/0! | 0.2 | 0 | 0 | #DIV/0! | #DIV/0! | #DIV/0! | #DIV/0! | #DIV/0! | #DIV/0! | #DIV/0! | #DIV/0! | #DIV/0! | #DIV/0! | 0.5 | 0 | 0 | #DIV/0! | #DIV/0! | #DIV/0! | #DIV/0! | #DIV/0! | #DIV/0! | #DIV/0! | #DIV/0! | #DIV/0! | #DIV/0! | 0.81 | 0 | 0 | #DIV/0! | #DIV/0! | #DIV/0! | #DIV/0! | #DIV/0! | #DIV/0! | #DIV/0! | #DIV/0! | #DIV/0! | #DIV/0!
[5 empty] | #DIV/0! | #DIV/0! | #DIV/0! | 0.2 | 0 | 0 | #DIV/0! | #DIV/0! | #DIV/0! | #DIV/0! | #DIV/0! | #DIV/0! | #DIV/0! | #DIV/0! | #DIV/0! | #DIV/0! | 0.5 | 0 | 0 | #DIV/0! | #DIV/0! | #DIV/0! | #DIV/0! | #DIV/0! | #DIV/0! | #DIV/0! | #DIV/0! | #DIV/0! | #DIV/0! | 0.81 | 0 | 0 | #DIV/0! | #DIV/0! | #DIV/0! | #DIV/0! | #DIV/0! | #DIV/0! | #DIV/0! | #DIV/0! | #DIV/0! | #DIV/0!
[5 empty] | #DIV/0! | #DIV/0! | #DIV/0! | 0.2 | 0 | 0 | #DIV/0! | #DIV/0! | #DIV/0! | #DIV/0! | #DIV/0! | #DIV/0! | #DIV/0! | #DIV/0! | #DIV/0! | #DIV/0! | 0.5 | 0 | 0 | #DIV/0! | #DIV/0! | #DIV/0! | #DIV/0! | #DIV/0! | #DIV/0! | #DIV/0! | #DIV/0! | #DIV/0! | #DIV/0! | 0.81 | 0 | 0 | #DIV/0! | #DIV/0! | #DIV/0! | #DIV/0! | #DIV/0! | #DIV/0! | #DIV/0! | #DIV/0! | #DIV/0! | #DIV/0!
[5 empty] | #DIV/0! | #DIV/0! | #DIV/0! | 0.2 | 0 | 0 | #DIV/0! | #DIV/0! | #DIV/0! | #DIV/0! | #DIV/0! | #DIV/0! | #DIV/0! | #DIV/0! | #DIV/0! | #DIV/0! | 0.5 | 0 | 0 | #DIV/0! | #DIV/0! | #DIV/0! | #DIV/0! | #DIV/0! | #DIV/0! | #DIV/0! | #DIV/0! | #DIV/0! | #DIV/0! | 0.81 | 0 | 0 | #DIV/0! | #DIV/0! | #DIV/0! | #DIV/0! | #DIV/0! | #DIV/0! | #DIV/0! | #DIV/0! | #DIV/0! | #DIV/0!
[5 empty] | #DIV/0! | #DIV/0! | #DIV/0! | 0.2 | 0 | 0 | #DIV/0! | #DIV/0! | #DIV/0! | #DIV/0! | #DIV/0! | #DIV/0! | #DIV/0! | #DIV/0! | #DIV/0! | #DIV/0! | 0.5 | 0 | 0 | #DIV/0! | #DIV/0! | #DIV/0! | #DIV/0! | #DIV/0! | #DIV/0! | #DIV/0! | #DIV/0! | #DIV/0! | #DIV/0! | 0.81 | 0 | 0 | #DIV/0! | #DIV/0! | #DIV/0! | #DIV/0! | #DIV/0! | #DIV/0! | #DIV/0! | #DIV/0! | #DIV/0! | #DIV/0!
[5 empty] | #DIV/0! | #DIV/0! | #DIV/0! | 0.2 | 0 | 0 | #DIV/0! | #DIV/0! | #DIV/0! | #DIV/0! | #DIV/0! | #DIV/0! | #DIV/0! | #DIV/0! | #DIV/0! | #DIV/0! | 0.5 | 0 | 0 | #DIV/0! | #DIV/0! | #DIV/0! | #DIV/0! | #DIV/0! | #DIV/0! | #DIV/0! | #DIV/0! | #DIV/0! | #DIV/0! | 0.81 | 0 | 0 | #DIV/0! | #DIV/0! | #DIV/0! | #DIV/0! | #DIV/0! | #DIV/0! | #DIV/0! | #DIV/0! | #DIV/0! | #DIV/0!
[5 empty] | #DIV/0! | #DIV/0! | #DIV/0! | 0.2 | 0 | 0 | #DIV/0! | #DIV/0! | #DIV/0! | #DIV/0! | #DIV/0! | #DIV/0! | #DIV/0! | #DIV/0! | #DIV/0! | #DIV/0! | 0.5 | 0 | 0 | #DIV/0! | #DIV/0! | #DIV/0! | #DIV/0! | #DIV/0! | #DIV/0! | #DIV/0! | #DIV/0! | #DIV/0! | #DIV/0! | 0.81 | 0 | 0 | #DIV/0! | #DIV/0! | #DIV/0! | #DIV/0! | #DIV/0! | #DIV/0! | #DIV/0! | #DIV/0! | #DIV/0! | #DIV/0!
[5 empty] | #DIV/0! | #DIV/0! | #DIV/0! | 0.2 | 0 | 0 | #DIV/0! | #DIV/0! | #DIV/0! | #DIV/0! | #DIV/0! | #DIV/0! | #DIV/0! | #DIV/0! | #DIV/0! | #DIV/0! | 0.5 | 0 | 0 | #DIV/0! | #DIV/0! | #DIV/0! | #DIV/0! | #DIV/0! | #DIV/0! | #DIV/0! | #DIV/0! | #DIV/0! | #DIV/0! | 0.81 | 0 | 0 | #DIV/0! | #DIV/0! | #DIV/0! | #DIV/0! | #DIV/0! | #DIV/0! | #DIV/0! | #DIV/0! | #DIV/0! | #DIV/0!
[5 empty] | #DIV/0! | #DIV/0! | #DIV/0! | 0.2 | 0 | 0 | #DIV/0! | #DIV/0! | #DIV/0! | #DIV/0! | #DIV/0! | #DIV/0! | #DIV/0! | #DIV/0! | #DIV/0! | #DIV/0! | 0.5 | 0 | 0 | #DIV/0! | #DIV/0! | #DIV/0! | #DIV/0! | #DIV/0! | #DIV/0! | #DIV/0! | #DIV/0! | #DIV/0! | #DIV/0! | 0.81 | 0 | 0 | #DIV/0! | #DIV/0! | #DIV/0! | #DIV/0! | #DIV/0! | #DIV/0! | #DIV/0! | #DIV/0! | #DIV/0! | #DIV/0!
[5 empty] | #DIV/0! | #DIV/0! | #DIV/0! | 0.2 | 0 | 0 | #DIV/0! | #DIV/0! | #DIV/0! | #DIV/0! | #DIV/0! | #DIV/0! | #DIV/0! | #DIV/0! | #DIV/0! | #DIV/0! | 0.5 | 0 | 0 | #DIV/0! | #DIV/0! | #DIV/0! | #DIV/0! | #DIV/0! | #DIV/0! | #DIV/0! | #DIV/0! | #DIV/0! | #DIV/0! | 0.81 | 0 | 0 | #DIV/0! | #DIV/0! | #DIV/0! | #DIV/0! | #DIV/0! | #DIV/0! | #DIV/0! | #DIV/0! | #DIV/0! | #DIV/0!
[5 empty] | #DIV/0! | #DIV/0! | #DIV/0! | 0.2 | 0 | 0 | #DIV/0! | #DIV/0! | #DIV/0! | #DIV/0! | #DIV/0! | #DIV/0! | #DIV/0! | #DIV/0! | #DIV/0! | #DIV/0! | 0.5 | 0 | 0 | #DIV/0! | #DIV/0! | #DIV/0! | #DIV/0! | #DIV/0! | #DIV/0! | #DIV/0! | #DIV/0! | #DIV/0! | #DIV/0! | 0.81 | 0 | 0 | #DIV/0! | #DIV/0! | #DIV/0! | #DIV/0! | #DIV/0! | #DIV/0! | #DIV/0! | #DIV/0! | #DIV/0! | #DIV/0!
[5 empty] | #DIV/0! | #DIV/0! | #DIV/0! | 0.2 | 0 | 0 | #DIV/0! | #DIV/0! | #DIV/0! | #DIV/0! | #DIV/0! | #DIV/0! | #DIV/0! | #DIV/0! | #DIV/0! | #DIV/0! | 0.5 | 0 | 0 | #DIV/0! | #DIV/0! | #DIV/0! | #DIV/0! | #DIV/0! | #DIV/0! | #DIV/0! | #DIV/0! | #DIV/0! | #DIV/0! | 0.81 | 0 | 0 | #DIV/0! | #DIV/0! | #DIV/0! | #DIV/0! | #DIV/0! | #DIV/0! | #DIV/0! | #DIV/0! | #DIV/0! | #DIV/0!
[5 empty] | #DIV/0! | #DIV/0! | #DIV/0! | 0.2 | 0 | 0 | #DIV/0! | #DIV/0! | #DIV/0! | #DIV/0! | #DIV/0! | #DIV/0! | #DIV/0! | #DIV/0! | #DIV/0! | #DIV/0! | 0.5 | 0 | 0 | #DIV/0! | #DIV/0! | #DIV/0! | #DIV/0! | #DIV/0! | #DIV/0! | #DIV/0! | #DIV/0! | #DIV/0! | #DIV/0! | 0.81 | 0 | 0 | #DIV/0! | #DIV/0! | #DIV/0! | #DIV/0! | #DIV/0! | #DIV/0! | #DIV/0! | #DIV/0! | #DIV/0! | #DIV/0!
[5 empty] | #DIV/0! | #DIV/0! | #DIV/0! | 0.2 | 0 | 0 | #DIV/0! | #DIV/0! | #DIV/0! | #DIV/0! | #DIV/0! | #DIV/0! | #DIV/0! | #DIV/0! | #DIV/0! | #DIV/0! | 0.5 | 0 | 0 | #DIV/0! | #DIV/0! | #DIV/0! | #DIV/0! | #DIV/0! | #DIV/0! | #DIV/0! | #DIV/0! | #DIV/0! | #DIV/0! | 0.81 | 0 | 0 | #DIV/0! | #DIV/0! | #DIV/0! | #DIV/0! | #DIV/0! | #DIV/0! | #DIV/0! | #DIV/0! | #DIV/0! | #DIV/0!
[5 empty] | #DIV/0! | #DIV/0! | #DIV/0! | 0.2 | 0 | 0 | #DIV/0! | #DIV/0! | #DIV/0! | #DIV/0! | #DIV/0! | #DIV/0! | #DIV/0! | #DIV/0! | #DIV/0! | #DIV/0! | 0.5 | 0 | 0 | #DIV/0! | #DIV/0! | #DIV/0! | #DIV/0! | #DIV/0! | #DIV/0! | #DIV/0! | #DIV/0! | #DIV/0! | #DIV/0! | 0.81 | 0 | 0 | #DIV/0! | #DIV/0! | #DIV/0! | #DIV/0! | #DIV/0! | #DIV/0! | #DIV/0! | #DIV/0! | #DIV/0! | #DIV/0!
[5 empty] | #DIV/0! | #DIV/0! | #DIV/0! | 0.2 | 0 | 0 | #DIV/0! | #DIV/0! | #DIV/0! | #DIV/0! | #DIV/0! | #DIV/0! | #DIV/0! | #DIV/0! | #DIV/0! | #DIV/0! | 0.5 | 0 | 0 | #DIV/0! | #DIV/0! | #DIV/0! | #DIV/0! | #DIV/0! | #DIV/0! | #DIV/0! | #DIV/0! | #DIV/0! | #DIV/0! | 0.81 | 0 | 0 | #DIV/0! | #DIV/0! | #DIV/0! | #DIV/0! | #DIV/0! | #DIV/0! | #DIV/0! | #DIV/0! | #DIV/0! | #DIV/0!
[5 empty] | #DIV/0! | #DIV/0! | #DIV/0! | 0.2 | 0 | 0 | #DIV/0! | #DIV/0! | #DIV/0! | #DIV/0! | #DIV/0! | #DIV/0! | #DIV/0! | #DIV/0! | #DIV/0! | #DIV/0! | 0.5 | 0 | 0 | #DIV/0! | #DIV/0! | #DIV/0! | #DIV/0! | #DIV/0! | #DIV/0! | #DIV/0! | #DIV/0! | #DIV/0! | #DIV/0! | 0.81 | 0 | 0 | #DIV/0! | #DIV/0! | #DIV/0! | #DIV/0! | #DIV/0! | #DIV/0! | #DIV/0! | #DIV/0! | #DIV/0! | #DIV/0!
[5 empty] | #DIV/0! | #DIV/0! | #DIV/0! | 0.2 | 0 | 0 | #DIV/0! | #DIV/0! | #DIV/0! | #DIV/0! | #DIV/0! | #DIV/0! | #DIV/0! | #DIV/0! | #DIV/0! | #DIV/0! | 0.5 | 0 | 0 | #DIV/0! | #DIV/0! | #DIV/0! | #DIV/0! | #DIV/0! | #DIV/0! | #DIV/0! | #DIV/0! | #DIV/0! | #DIV/0! | 0.81 | 0 | 0 | #DIV/0! | #DIV/0! | #DIV/0! | #DIV/0! | #DIV/0! | #DIV/0! | #DIV/0! | #DIV/0! | #DIV/0! | #DIV/0!
[5 empty] | #DIV/0! | #DIV/0! | #DIV/0! | 0.2 | 0 | 0 | #DIV/0! | #DIV/0! | #DIV/0! | #DIV/0! | #DIV/0! | #DIV/0! | #DIV/0! | #DIV/0! | #DIV/0! | #DIV/0! | 0.5 | 0 | 0 | #DIV/0! | #DIV/0! | #DIV/0! | #DIV/0! | #DIV/0! | #DIV/0! | #DIV/0! | #DIV/0! | #DIV/0! | #DIV/0! | 0.81 | 0 | 0 | #DIV/0! | #DIV/0! | #DIV/0! | #DIV/0! | #DIV/0! | #DIV/0! | #DIV/0! | #DIV/0! | #DIV/0! | #DIV/0!
[5 empty] | #DIV/0! | #DIV/0! | #DIV/0! | 0.2 | 0 | 0 | #DIV/0! | #DIV/0! | #DIV/0! | #DIV/0! | #DIV/0! | #DIV/0! | #DIV/0! | #DIV/0! | #DIV/0! | #DIV/0! | 0.5 | 0 | 0 | #DIV/0! | #DIV/0! | #DIV/0! | #DIV/0! | #DIV/0! | #DIV/0! | #DIV/0! | #DIV/0! | #DIV/0! | #DIV/0! | 0.81 | 0 | 0 | #DIV/0! | #DIV/0! | #DIV/0! | #DIV/0! | #DIV/0! | #DIV/0! | #DIV/0! | #DIV/0! | #DIV/0! | #DIV/0!
[5 empty] | #DIV/0! | #DIV/0! | #DIV/0! | 0.2 | 0 | 0 | #DIV/0! | #DIV/0! | #DIV/0! | #DIV/0! | #DIV/0! | #DIV/0! | #DIV/0! | #DIV/0! | #DIV/0! | #DIV/0! | 0.5 | 0 | 0 | #DIV/0! | #DIV/0! | #DIV/0! | #DIV/0! | #DIV/0! | #DIV/0! | #DIV/0! | #DIV/0! | #DIV/0! | #DIV/0! | 0.81 | 0 | 0 | #DIV/0! | #DIV/0! | #DIV/0! | #DIV/0! | #DIV/0! | #DIV/0! | #DIV/0! | #DIV/0! | #DIV/0! | #DIV/0!
[5 empty] | #DIV/0! | #DIV/0! | #DIV/0! | 0.2 | 0 | 0 | #DIV/0! | #DIV/0! | #DIV/0! | #DIV/0! | #DIV/0! | #DIV/0! | #DIV/0! | #DIV/0! | #DIV/0! | #DIV/0! | 0.5 | 0 | 0 | #DIV/0! | #DIV/0! | #DIV/0! | #DIV/0! | #DIV/0! | #DIV/0! | #DIV/0! | #DIV/0! | #DIV/0! | #DIV/0! | 0.81 | 0 | 0 | #DIV/0! | #DIV/0! | #DIV/0! | #DIV/0! | #DIV/0! | #DIV/0! | #DIV/0! | #DIV/0! | #DIV/0! | #DIV/0!
[5 empty] | #DIV/0! | #DIV/0! | #DIV/0! | 0.2 | 0 | 0 | #DIV/0! | #DIV/0! | #DIV/0! | #DIV/0! | #DIV/0! | #DIV/0! | #DIV/0! | #DIV/0! | #DIV/0! | #DIV/0! | 0.5 | 0 | 0 | #DIV/0! | #DIV/0! | #DIV/0! | #DIV/0! | #DIV/0! | #DIV/0! | #DIV/0! | #DIV/0! | #DIV/0! | #DIV/0! | 0.81 | 0 | 0 | #DIV/0! | #DIV/0! | #DIV/0! | #DIV/0! | #DIV/0! | #DIV/0! | #DIV/0! | #DIV/0! | #DIV/0! | #DIV/0!
[5 empty] | #DIV/0! | #DIV/0! | #DIV/0! | 0.2 | 0 | 0 | #DIV/0! | #DIV/0! | #DIV/0! | #DIV/0! | #DIV/0! | #DIV/0! | #DIV/0! | #DIV/0! | #DIV/0! | #DIV/0! | 0.5 | 0 | 0 | #DIV/0! | #DIV/0! | #DIV/0! | #DIV/0! | #DIV/0! | #DIV/0! | #DIV/0! | #DIV/0! | #DIV/0! | #DIV/0! | 0.81 | 0 | 0 | #DIV/0! | #DIV/0! | #DIV/0! | #DIV/0! | #DIV/0! | #DIV/0! | #DIV/0! | #DIV/0! | #DIV/0! | #DIV/0!
[5 empty] | #DIV/0! | #DIV/0! | #DIV/0! | 0.2 | 0 | 0 | #DIV/0! | #DIV/0! | #DIV/0! | #DIV/0! | #DIV/0! | #DIV/0! | #DIV/0! | #DIV/0! | #DIV/0! | #DIV/0! | 0.5 | 0 | 0 | #DIV/0! | #DIV/0! | #DIV/0! | #DIV/0! | #DIV/0! | #DIV/0! | #DIV/0! | #DIV/0! | #DIV/0! | #DIV/0! | 0.81 | 0 | 0 | #DIV/0! | #DIV/0! | #DIV/0! | #DIV/0! | #DIV/0! | #DIV/0! | #DIV/0! | #DIV/0! | #DIV/0! | #DIV/0!
[5 empty] | #DIV/0! | #DIV/0! | #DIV/0! | 0.2 | 0 | 0 | #DIV/0! | #DIV/0! | #DIV/0! | #DIV/0! | #DIV/0! | #DIV/0! | #DIV/0! | #DIV/0! | #DIV/0! | #DIV/0! | 0.5 | 0 | 0 | #DIV/0! | #DIV/0! | #DIV/0! | #DIV/0! | #DIV/0! | #DIV/0! | #DIV/0! | #DIV/0! | #DIV/0! | #DIV/0! | 0.81 | 0 | 0 | #DIV/0! | #DIV/0! | #DIV/0! | #DIV/0! | #DIV/0! | #DIV/0! | #DIV/0! | #DIV/0! | #DIV/0! | #DIV/0!
[5 empty] | #DIV/0! | #DIV/0! | #DIV/0! | 0.2 | 0 | 0 | #DIV/0! | #DIV/0! | #DIV/0! | #DIV/0! | #DIV/0! | #DIV/0! | #DIV/0! | #DIV/0! | #DIV/0! | #DIV/0! | 0.5 | 0 | 0 | #DIV/0! | #DIV/0! | #DIV/0! | #DIV/0! | #DIV/0! | #DIV/0! | #DIV/0! | #DIV/0! | #DIV/0! | #DIV/0! | 0.81 | 0 | 0 | #DIV/0! | #DIV/0! | #DIV/0! | #DIV/0! | #DIV/0! | #DIV/0! | #DIV/0! | #DIV/0! | #DIV/0! | #DIV/0!
[5 empty] | #DIV/0! | #DIV/0! | #DIV/0! | 0.2 | 0 | 0 | #DIV/0! | #DIV/0! | #DIV/0! | #DIV/0! | #DIV/0! | #DIV/0! | #DIV/0! | #DIV/0! | #DIV/0! | #DIV/0! | 0.5 | 0 | 0 | #DIV/0! | #DIV/0! | #DIV/0! | #DIV/0! | #DIV/0! | #DIV/0! | #DIV/0! | #DIV/0! | #DIV/0! | #DIV/0! | 0.81 | 0 | 0 | #DIV/0! | #DIV/0! | #DIV/0! | #DIV/0! | #DIV/0! | #DIV/0! | #DIV/0! | #DIV/0! | #DIV/0! | #DIV/0!
[5 empty] | #DIV/0! | #DIV/0! | #DIV/0! | 0.2 | 0 | 0 | #DIV/0! | #DIV/0! | #DIV/0! | #DIV/0! | #DIV/0! | #DIV/0! | #DIV/0! | #DIV/0! | #DIV/0! | #DIV/0! | 0.5 | 0 | 0 | #DIV/0! | #DIV/0! | #DIV/0! | #DIV/0! | #DIV/0! | #DIV/0! | #DIV/0! | #DIV/0! | #DIV/0! | #DIV/0! | 0.81 | 0 | 0 | #DIV/0! | #DIV/0! | #DIV/0! | #DIV/0! | #DIV/0! | #DIV/0! | #DIV/0! | #DIV/0! | #DIV/0! | #DIV/0!
[5 empty] | #DIV/0! | #DIV/0! | #DIV/0! | 0.2 | 0 | 0 | #DIV/0! | #DIV/0! | #DIV/0! | #DIV/0! | #DIV/0! | #DIV/0! | #DIV/0! | #DIV/0! | #DIV/0! | #DIV/0! | 0.5 | 0 | 0 | #DIV/0! | #DIV/0! | #DIV/0! | #DIV/0! | #DIV/0! | #DIV/0! | #DIV/0! | #DIV/0! | #DIV/0! | #DIV/0! | 0.81 | 0 | 0 | #DIV/0! | #DIV/0! | #DIV/0! | #DIV/0! | #DIV/0! | #DIV/0! | #DIV/0! | #DIV/0! | #DIV/0! | #DIV/0!
[5 empty] | #DIV/0! | #DIV/0! | #DIV/0! | 0.2 | 0 | 0 | #DIV/0! | #DIV/0! | #DIV/0! | #DIV/0! | #DIV/0! | #DIV/0! | #DIV/0! | #DIV/0! | #DIV/0! | #DIV/0! | 0.5 | 0 | 0 | #DIV/0! | #DIV/0! | #DIV/0! | #DIV/0! | #DIV/0! | #DIV/0! | #DIV/0! | #DIV/0! | #DIV/0! | #DIV/0! | 0.81 | 0 | 0 | #DIV/0! | #DIV/0! | #DIV/0! | #DIV/0! | #DIV/0! | #DIV/0! | #DIV/0! | #DIV/0! | #DIV/0! | #DIV/0!
[5 empty] | #DIV/0! | #DIV/0! | #DIV/0! | 0.2 | 0 | 0 | #DIV/0! | #DIV/0! | #DIV/0! | #DIV/0! | #DIV/0! | #DIV/0! | #DIV/0! | #DIV/0! | #DIV/0! | #DIV/0! | 0.5 | 0 | 0 | #DIV/0! | #DIV/0! | #DIV/0! | #DIV/0! | #DIV/0! | #DIV/0! | #DIV/0! | #DIV/0! | #DIV/0! | #DIV/0! | 0.81 | 0 | 0 | #DIV/0! | #DIV/0! | #DIV/0! | #DIV/0! | #DIV/0! | #DIV/0! | #DIV/0! | #DIV/0! | #DIV/0! | #DIV/0!
[5 empty] | #DIV/0! | #DIV/0! | #DIV/0! | 0.2 | 0 | 0 | #DIV/0! | #DIV/0! | #DIV/0! | #DIV/0! | #DIV/0! | #DIV/0! | #DIV/0! | #DIV/0! | #DIV/0! | #DIV/0! | 0.5 | 0 | 0 | #DIV/0! | #DIV/0! | #DIV/0! | #DIV/0! | #DIV/0! | #DIV/0! | #DIV/0! | #DIV/0! | #DIV/0! | #DIV/0! | 0.81 | 0 | 0 | #DIV/0! | #DIV/0! | #DIV/0! | #DIV/0! | #DIV/0! | #DIV/0! | #DIV/0! | #DIV/0! | #DIV/0! | #DIV/0!
[5 empty] | #DIV/0! | #DIV/0! | #DIV/0! | 0.2 | 0 | 0 | #DIV/0! | #DIV/0! | #DIV/0! | #DIV/0! | #DIV/0! | #DIV/0! | #DIV/0! | #DIV/0! | #DIV/0! | #DIV/0! | 0.5 | 0 | 0 | #DIV/0! | #DIV/0! | #DIV/0! | #DIV/0! | #DIV/0! | #DIV/0! | #DIV/0! | #DIV/0! | #DIV/0! | #DIV/0! | 0.81 | 0 | 0 | #DIV/0! | #DIV/0! | #DIV/0! | #DIV/0! | #DIV/0! | #DIV/0! | #DIV/0! | #DIV/0! | #DIV/0! | #DIV/0!
[5 empty] | #DIV/0! | #DIV/0! | #DIV/0! | 0.2 | 0 | 0 | #DIV/0! | #DIV/0! | #DIV/0! | #DIV/0! | #DIV/0! | #DIV/0! | #DIV/0! | #DIV/0! | #DIV/0! | #DIV/0! | 0.5 | 0 | 0 | #DIV/0! | #DIV/0! | #DIV/0! | #DIV/0! | #DIV/0! | #DIV/0! | #DIV/0! | #DIV/0! | #DIV/0! | #DIV/0! | 0.81 | 0 | 0 | #DIV/0! | #DIV/0! | #DIV/0! | #DIV/0! | #DIV/0! | #DIV/0! | #DIV/0! | #DIV/0! | #DIV/0! | #DIV/0!
[5 empty] | #DIV/0! | #DIV/0! | #DIV/0! | 0.2 | 0 | 0 | #DIV/0! | #DIV/0! | #DIV/0! | #DIV/0! | #DIV/0! | #DIV/0! | #DIV/0! | #DIV/0! | #DIV/0! | #DIV/0! | 0.5 | 0 | 0 | #DIV/0! | #DIV/0! | #DIV/0! | #DIV/0! | #DIV/0! | #DIV/0! | #DIV/0! | #DIV/0! | #DIV/0! | #DIV/0! | 0.81 | 0 | 0 | #DIV/0! | #DIV/0! | #DIV/0! | #DIV/0! | #DIV/0! | #DIV/0! | #DIV/0! | #DIV/0! | #DIV/0! | #DIV/0!
[5 empty] | #DIV/0! | #DIV/0! | #DIV/0! | 0.2 | 0 | 0 | #DIV/0! | #DIV/0! | #DIV/0! | #DIV/0! | #DIV/0! | #DIV/0! | #DIV/0! | #DIV/0! | #DIV/0! | #DIV/0! | 0.5 | 0 | 0 | #DIV/0! | #DIV/0! | #DIV/0! | #DIV/0! | #DIV/0! | #DIV/0! | #DIV/0! | #DIV/0! | #DIV/0! | #DIV/0! | 0.81 | 0 | 0 | #DIV/0! | #DIV/0! | #DIV/0! | #DIV/0! | #DIV/0! | #DIV/0! | #DIV/0! | #DIV/0! | #DIV/0! | #DIV/0!
[5 empty] | #DIV/0! | #DIV/0! | #DIV/0! | 0.2 | 0 | 0 | #DIV/0! | #DIV/0! | #DIV/0! | #DIV/0! | #DIV/0! | #DIV/0! | #DIV/0! | #DIV/0! | #DIV/0! | #DIV/0! | 0.5 | 0 | 0 | #DIV/0! | #DIV/0! | #DIV/0! | #DIV/0! | #DIV/0! | #DIV/0! | #DIV/0! | #DIV/0! | #DIV/0! | #DIV/0! | 0.81 | 0 | 0 | #DIV/0! | #DIV/0! | #DIV/0! | #DIV/0! | #DIV/0! | #DIV/0! | #DIV/0! | #DIV/0! | #DIV/0! | #DIV/0!
[5 empty] | #DIV/0! | #DIV/0! | #DIV/0! | 0.2 | 0 | 0 | #DIV/0! | #DIV/0! | #DIV/0! | #DIV/0! | #DIV/0! | #DIV/0! | #DIV/0! | #DIV/0! | #DIV/0! | #DIV/0! | 0.5 | 0 | 0 | #DIV/0! | #DIV/0! | #DIV/0! | #DIV/0! | #DIV/0! | #DIV/0! | #DIV/0! | #DIV/0! | #DIV/0! | #DIV/0! | 0.81 | 0 | 0 | #DIV/0! | #DIV/0! | #DIV/0! | #DIV/0! | #DIV/0! | #DIV/0! | #DIV/0! | #DIV/0! | #DIV/0! | #DIV/0!
[5 empty] | #DIV/0! | #DIV/0! | #DIV/0! | 0.2 | 0 | 0 | #DIV/0! | #DIV/0! | #DIV/0! | #DIV/0! | #DIV/0! | #DIV/0! | #DIV/0! | #DIV/0! | #DIV/0! | #DIV/0! | 0.5 | 0 | 0 | #DIV/0! | #DIV/0! | #DIV/0! | #DIV/0! | #DIV/0! | #DIV/0! | #DIV/0! | #DIV/0! | #DIV/0! | #DIV/0! | 0.81 | 0 | 0 | #DIV/0! | #DIV/0! | #DIV/0! | #DIV/0! | #DIV/0! | #DIV/0! | #DIV/0! | #DIV/0! | #DIV/0! | #DIV/0!
[5 empty] | #DIV/0! | #DIV/0! | #DIV/0! | 0.2 | 0 | 0 | #DIV/0! | #DIV/0! | #DIV/0! | #DIV/0! | #DIV/0! | #DIV/0! | #DIV/0! | #DIV/0! | #DIV/0! | #DIV/0! | 0.5 | 0 | 0 | #DIV/0! | #DIV/0! | #DIV/0! | #DIV/0! | #DIV/0! | #DIV/0! | #DIV/0! | #DIV/0! | #DIV/0! | #DIV/0! | 0.81 | 0 | 0 | #DIV/0! | #DIV/0! | #DIV/0! | #DIV/0! | #DIV/0! | #DIV/0! | #DIV/0! | #DIV/0! | #DIV/0! | #DIV/0!
[5 empty] | #DIV/0! | #DIV/0! | #DIV/0! | 0.2 | 0 | 0 | #DIV/0! | #DIV/0! | #DIV/0! | #DIV/0! | #DIV/0! | #DIV/0! | #DIV/0! | #DIV/0! | #DIV/0! | #DIV/0! | 0.5 | 0 | 0 | #DIV/0! | #DIV/0! | #DIV/0! | #DIV/0! | #DIV/0! | #DIV/0! | #DIV/0! | #DIV/0! | #DIV/0! | #DIV/0! | 0.81 | 0 | 0 | #DIV/0! | #DIV/0! | #DIV/0! | #DIV/0! | #DIV/0! | #DIV/0! | #DIV/0! | #DIV/0! | #DIV/0! | #DIV/0!
[5 empty] | #DIV/0! | #DIV/0! | #DIV/0! | 0.2 | 0 | 0 | #DIV/0! | #DIV/0! | #DIV/0! | #DIV/0! | #DIV/0! | #DIV/0! | #DIV/0! | #DIV/0! | #DIV/0! | #DIV/0! | 0.5 | 0 | 0 | #DIV/0! | #DIV/0! | #DIV/0! | #DIV/0! | #DIV/0! | #DIV/0! | #DIV/0! | #DIV/0! | #DIV/0! | #DIV/0! | 0.81 | 0 | 0 | #DIV/0! | #DIV/0! | #DIV/0! | #DIV/0! | #DIV/0! | #DIV/0! | #DIV/0! | #DIV/0! | #DIV/0! | #DIV/0!
[5 empty] | #DIV/0! | #DIV/0! | #DIV/0! | 0.2 | 0 | 0 | #DIV/0! | #DIV/0! | #DIV/0! | #DIV/0! | #DIV/0! | #DIV/0! | #DIV/0! | #DIV/0! | #DIV/0! | #DIV/0! | 0.5 | 0 | 0 | #DIV/0! | #DIV/0! | #DIV/0! | #DIV/0! | #DIV/0! | #DIV/0! | #DIV/0! | #DIV/0! | #DIV/0! | #DIV/0! | 0.81 | 0 | 0 | #DIV/0! | #DIV/0! | #DIV/0! | #DIV/0! | #DIV/0! | #DIV/0! | #DIV/0! | #DIV/0! | #DIV/0! | #DIV/0!
[5 empty] | #DIV/0! | #DIV/0! | #DIV/0! | 0.2 | 0 | 0 | #DIV/0! | #DIV/0! | #DIV/0! | #DIV/0! | #DIV/0! | #DIV/0! | #DIV/0! | #DIV/0! | #DIV/0! | #DIV/0! | 0.5 | 0 | 0 | #DIV/0! | #DIV/0! | #DIV/0! | #DIV/0! | #DIV/0! | #DIV/0! | #DIV/0! | #DIV/0! | #DIV/0! | #DIV/0! | 0.81 | 0 | 0 | #DIV/0! | #DIV/0! | #DIV/0! | #DIV/0! | #DIV/0! | #DIV/0! | #DIV/0! | #DIV/0! | #DIV/0! | #DIV/0!
[5 empty] | #DIV/0! | #DIV/0! | #DIV/0! | 0.2 | 0 | 0 | #DIV/0! | #DIV/0! | #DIV/0! | #DIV/0! | #DIV/0! | #DIV/0! | #DIV/0! | #DIV/0! | #DIV/0! | #DIV/0! | 0.5 | 0 | 0 | #DIV/0! | #DIV/0! | #DIV/0! | #DIV/0! | #DIV/0! | #DIV/0! | #DIV/0! | #DIV/0! | #DIV/0! | #DIV/0! | 0.81 | 0 | 0 | #DIV/0! | #DIV/0! | #DIV/0! | #DIV/0! | #DIV/0! | #DIV/0! | #DIV/0! | #DIV/0! | #DIV/0! | #DIV/0!
[5 empty] | #DIV/0! | #DIV/0! | #DIV/0! | 0.2 | 0 | 0 | #DIV/0! | #DIV/0! | #DIV/0! | #DIV/0! | #DIV/0! | #DIV/0! | #DIV/0! | #DIV/0! | #DIV/0! | #DIV/0! | 0.5 | 0 | 0 | #DIV/0! | #DIV/0! | #DIV/0! | #DIV/0! | #DIV/0! | #DIV/0! | #DIV/0! | #DIV/0! | #DIV/0! | #DIV/0! | 0.81 | 0 | 0 | #DIV/0! | #DIV/0! | #DIV/0! | #DIV/0! | #DIV/0! | #DIV/0! | #DIV/0! | #DIV/0! | #DIV/0! | #DIV/0!
[5 empty] | #DIV/0! | #DIV/0! | #DIV/0! | 0.2 | 0 | 0 | #DIV/0! | #DIV/0! | #DIV/0! | #DIV/0! | #DIV/0! | #DIV/0! | #DIV/0! | #DIV/0! | #DIV/0! | #DIV/0! | 0.5 | 0 | 0 | #DIV/0! | #DIV/0! | #DIV/0! | #DIV/0! | #DIV/0! | #DIV/0! | #DIV/0! | #DIV/0! | #DIV/0! | #DIV/0! | 0.81 | 0 | 0 | #DIV/0! | #DIV/0! | #DIV/0! | #DIV/0! | #DIV/0! | #DIV/0! | #DIV/0! | #DIV/0! | #DIV/0! | #DIV/0!
[5 empty] | #DIV/0! | #DIV/0! | #DIV/0! | 0.2 | 0 | 0 | #DIV/0! | #DIV/0! | #DIV/0! | #DIV/0! | #DIV/0! | #DIV/0! | #DIV/0! | #DIV/0! | #DIV/0! | #DIV/0! | 0.5 | 0 | 0 | #DIV/0! | #DIV/0! | #DIV/0! | #DIV/0! | #DIV/0! | #DIV/0! | #DIV/0! | #DIV/0! | #DIV/0! | #DIV/0! | 0.81 | 0 | 0 | #DIV/0! | #DIV/0! | #DIV/0! | #DIV/0! | #DIV/0! | #DIV/0! | #DIV/0! | #DIV/0! | #DIV/0! | #DIV/0!
[5 empty] | #DIV/0! | #DIV/0! | #DIV/0! | 0.2 | 0 | 0 | #DIV/0! | #DIV/0! | #DIV/0! | #DIV/0! | #DIV/0! | #DIV/0! | #DIV/0! | #DIV/0! | #DIV/0! | #DIV/0! | 0.5 | 0 | 0 | #DIV/0! | #DIV/0! | #DIV/0! | #DIV/0! | #DIV/0! | #DIV/0! | #DIV/0! | #DIV/0! | #DIV/0! | #DIV/0! | 0.81 | 0 | 0 | #DIV/0! | #DIV/0! | #DIV/0! | #DIV/0! | #DIV/0! | #DIV/0! | #DIV/0! | #DIV/0! | #DIV/0! | #DIV/0!
[5 empty] | #DIV/0! | #DIV/0! | #DIV/0! | 0.2 | 0 | 0 | #DIV/0! | #DIV/0! | #DIV/0! | #DIV/0! | #DIV/0! | #DIV/0! | #DIV/0! | #DIV/0! | #DIV/0! | #DIV/0! | 0.5 | 0 | 0 | #DIV/0! | #DIV/0! | #DIV/0! | #DIV/0! | #DIV/0! | #DIV/0! | #DIV/0! | #DIV/0! | #DIV/0! | #DIV/0! | 0.81 | 0 | 0 | #DIV/0! | #DIV/0! | #DIV/0! | #DIV/0! | #DIV/0! | #DIV/0! | #DIV/0! | #DIV/0! | #DIV/0! | #DIV/0!
[5 empty] | #DIV/0! | #DIV/0! | #DIV/0! | 0.2 | 0 | 0 | #DIV/0! | #DIV/0! | #DIV/0! | #DIV/0! | #DIV/0! | #DIV/0! | #DIV/0! | #DIV/0! | #DIV/0! | #DIV/0! | 0.5 | 0 | 0 | #DIV/0! | #DIV/0! | #DIV/0! | #DIV/0! | #DIV/0! | #DIV/0! | #DIV/0! | #DIV/0! | #DIV/0! | #DIV/0! | 0.81 | 0 | 0 | #DIV/0! | #DIV/0! | #DIV/0! | #DIV/0! | #DIV/0! | #DIV/0! | #DIV/0! | #DIV/0! | #DIV/0! | #DIV/0!
[5 empty] | #DIV/0! | #DIV/0! | #DIV/0! | 0.2 | 0 | 0 | #DIV/0! | #DIV/0! | #DIV/0! | #DIV/0! | #DIV/0! | #DIV/0! | #DIV/0! | #DIV/0! | #DIV/0! | #DIV/0! | 0.5 | 0 | 0 | #DIV/0! | #DIV/0! | #DIV/0! | #DIV/0! | #DIV/0! | #DIV/0! | #DIV/0! | #DIV/0! | #DIV/0! | #DIV/0! | 0.81 | 0 | 0 | #DIV/0! | #DIV/0! | #DIV/0! | #DIV/0! | #DIV/0! | #DIV/0! | #DIV/0! | #DIV/0! | #DIV/0! | #DIV/0!
[5 empty] | #DIV/0! | #DIV/0! | #DIV/0! | 0.2 | 0 | 0 | #DIV/0! | #DIV/0! | #DIV/0! | #DIV/0! | #DIV/0! | #DIV/0! | #DIV/0! | #DIV/0! | #DIV/0! | #DIV/0! | 0.5 | 0 | 0 | #DIV/0! | #DIV/0! | #DIV/0! | #DIV/0! | #DIV/0! | #DIV/0! | #DIV/0! | #DIV/0! | #DIV/0! | #DIV/0! | 0.81 | 0 | 0 | #DIV/0! | #DIV/0! | #DIV/0! | #DIV/0! | #DIV/0! | #DIV/0! | #DIV/0! | #DIV/0! | #DIV/0! | #DIV/0!
[5 empty] | #DIV/0! | #DIV/0! | #DIV/0! | 0.2 | 0 | 0 | #DIV/0! | #DIV/0! | #DIV/0! | #DIV/0! | #DIV/0! | #DIV/0! | #DIV/0! | #DIV/0! | #DIV/0! | #DIV/0! | 0.5 | 0 | 0 | #DIV/0! | #DIV/0! | #DIV/0! | #DIV/0! | #DIV/0! | #DIV/0! | #DIV/0! | #DIV/0! | #DIV/0! | #DIV/0! | 0.81 | 0 | 0 | #DIV/0! | #DIV/0! | #DIV/0! | #DIV/0! | #DIV/0! | #DIV/0! | #DIV/0! | #DIV/0! | #DIV/0! | #DIV/0!
[5 empty] | #DIV/0! | #DIV/0! | #DIV/0! | 0.2 | 0 | 0 | #DIV/0! | #DIV/0! | #DIV/0! | #DIV/0! | #DIV/0! | #DIV/0! | #DIV/0! | #DIV/0! | #DIV/0! | #DIV/0! | 0.5 | 0 | 0 | #DIV/0! | #DIV/0! | #DIV/0! | #DIV/0! | #DIV/0! | #DIV/0! | #DIV/0! | #DIV/0! | #DIV/0! | #DIV/0! | 0.81 | 0 | 0 | #DIV/0! | #DIV/0! | #DIV/0! | #DIV/0! | #DIV/0! | #DIV/0! | #DIV/0! | #DIV/0! | #DIV/0! | #DIV/0!
[5 empty] | #DIV/0! | #DIV/0! | #DIV/0! | 0.2 | 0 | 0 | #DIV/0! | #DIV/0! | #DIV/0! | #DIV/0! | #DIV/0! | #DIV/0! | #DIV/0! | #DIV/0! | #DIV/0! | #DIV/0! | 0.5 | 0 | 0 | #DIV/0! | #DIV/0! | #DIV/0! | #DIV/0! | #DIV/0! | #DIV/0! | #DIV/0! | #DIV/0! | #DIV/0! | #DIV/0! | 0.81 | 0 | 0 | #DIV/0! | #DIV/0! | #DIV/0! | #DIV/0! | #DIV/0! | #DIV/0! | #DIV/0! | #DIV/0! | #DIV/0! | #DIV/0!
[5 empty] | #DIV/0! | #DIV/0! | #DIV/0! | 0.2 | 0 | 0 | #DIV/0! | #DIV/0! | #DIV/0! | #DIV/0! | #DIV/0! | #DIV/0! | #DIV/0! | #DIV/0! | #DIV/0! | #DIV/0! | 0.5 | 0 | 0 | #DIV/0! | #DIV/0! | #DIV/0! | #DIV/0! | #DIV/0! | #DIV/0! | #DIV/0! | #DIV/0! | #DIV/0! | #DIV/0! | 0.81 | 0 | 0 | #DIV/0! | #DIV/0! | #DIV/0! | #DIV/0! | #DIV/0! | #DIV/0! | #DIV/0! | #DIV/0! | #DIV/0! | #DIV/0!
[5 empty] | #DIV/0! | #DIV/0! | #DIV/0! | 0.2 | 0 | 0 | #DIV/0! | #DIV/0! | #DIV/0! | #DIV/0! | #DIV/0! | #DIV/0! | #DIV/0! | #DIV/0! | #DIV/0! | #DIV/0! | 0.5 | 0 | 0 | #DIV/0! | #DIV/0! | #DIV/0! | #DIV/0! | #DIV/0! | #DIV/0! | #DIV/0! | #DIV/0! | #DIV/0! | #DIV/0! | 0.81 | 0 | 0 | #DIV/0! | #DIV/0! | #DIV/0! | #DIV/0! | #DIV/0! | #DIV/0! | #DIV/0! | #DIV/0! | #DIV/0! | #DIV/0!
[5 empty] | #DIV/0! | #DIV/0! | #DIV/0! | 0.2 | 0 | 0 | #DIV/0! | #DIV/0! | #DIV/0! | #DIV/0! | #DIV/0! | #DIV/0! | #DIV/0! | #DIV/0! | #DIV/0! | #DIV/0! | 0.5 | 0 | 0 | #DIV/0! | #DIV/0! | #DIV/0! | #DIV/0! | #DIV/0! | #DIV/0! | #DIV/0! | #DIV/0! | #DIV/0! | #DIV/0! | 0.81 | 0 | 0 | #DIV/0! | #DIV/0! | #DIV/0! | #DIV/0! | #DIV/0! | #DIV/0! | #DIV/0! | #DIV/0! | #DIV/0! | #DIV/0!
[5 empty] | #DIV/0! | #DIV/0! | #DIV/0! | 0.2 | 0 | 0 | #DIV/0! | #DIV/0! | #DIV/0! | #DIV/0! | #DIV/0! | #DIV/0! | #DIV/0! | #DIV/0! | #DIV/0! | #DIV/0! | 0.5 | 0 | 0 | #DIV/0! | #DIV/0! | #DIV/0! | #DIV/0! | #DIV/0! | #DIV/0! | #DIV/0! | #DIV/0! | #DIV/0! | #DIV/0! | 0.81 | 0 | 0 | #DIV/0! | #DIV/0! | #DIV/0! | #DIV/0! | #DIV/0! | #DIV/0! | #DIV/0! | #DIV/0! | #DIV/0! | #DIV/0!
[5 empty] | #DIV/0! | #DIV/0! | #DIV/0! | 0.2 | 0 | 0 | #DIV/0! | #DIV/0! | #DIV/0! | #DIV/0! | #DIV/0! | #DIV/0! | #DIV/0! | #DIV/0! | #DIV/0! | #DIV/0! | 0.5 | 0 | 0 | #DIV/0! | #DIV/0! | #DIV/0! | #DIV/0! | #DIV/0! | #DIV/0! | #DIV/0! | #DIV/0! | #DIV/0! | #DIV/0! | 0.81 | 0 | 0 | #DIV/0! | #DIV/0! | #DIV/0! | #DIV/0! | #DIV/0! | #DIV/0! | #DIV/0! | #DIV/0! | #DIV/0! | #DIV/0!
[5 empty] | #DIV/0! | #DIV/0! | #DIV/0! | 0.2 | 0 | 0 | #DIV/0! | #DIV/0! | #DIV/0! | #DIV/0! | #DIV/0! | #DIV/0! | #DIV/0! | #DIV/0! | #DIV/0! | #DIV/0! | 0.5 | 0 | 0 | #DIV/0! | #DIV/0! | #DIV/0! | #DIV/0! | #DIV/0! | #DIV/0! | #DIV/0! | #DIV/0! | #DIV/0! | #DIV/0! | 0.81 | 0 | 0 | #DIV/0! | #DIV/0! | #DIV/0! | #DIV/0! | #DIV/0! | #DIV/0! | #DIV/0! | #DIV/0! | #DIV/0! | #DIV/0!
[5 empty] | #DIV/0! | #DIV/0! | #DIV/0! | 0.2 | 0 | 0 | #DIV/0! | #DIV/0! | #DIV/0! | #DIV/0! | #DIV/0! | #DIV/0! | #DIV/0! | #DIV/0! | #DIV/0! | #DIV/0! | 0.5 | 0 | 0 | #DIV/0! | #DIV/0! | #DIV/0! | #DIV/0! | #DIV/0! | #DIV/0! | #DIV/0! | #DIV/0! | #DIV/0! | #DIV/0! | 0.81 | 0 | 0 | #DIV/0! | #DIV/0! | #DIV/0! | #DIV/0! | #DIV/0! | #DIV/0! | #DIV/0! | #DIV/0! | #DIV/0! | #DIV/0!
[5 empty] | #DIV/0! | #DIV/0! | #DIV/0! | 0.2 | 0 | 0 | #DIV/0! | #DIV/0! | #DIV/0! | #DIV/0! | #DIV/0! | #DIV/0! | #DIV/0! | #DIV/0! | #DIV/0! | #DIV/0! | 0.5 | 0 | 0 | #DIV/0! | #DIV/0! | #DIV/0! | #DIV/0! | #DIV/0! | #DIV/0! | #DIV/0! | #DIV/0! | #DIV/0! | #DIV/0! | 0.81 | 0 | 0 | #DIV/0! | #DIV/0! | #DIV/0! | #DIV/0! | #DIV/0! | #DIV/0! | #DIV/0! | #DIV/0! | #DIV/0! | #DIV/0!
[5 empty] | #DIV/0! | #DIV/0! | #DIV/0! | 0.2 | 0 | 0 | #DIV/0! | #DIV/0! | #DIV/0! | #DIV/0! | #DIV/0! | #DIV/0! | #DIV/0! | #DIV/0! | #DIV/0! | #DIV/0! | 0.5 | 0 | 0 | #DIV/0! | #DIV/0! | #DIV/0! | #DIV/0! | #DIV/0! | #DIV/0! | #DIV/0! | #DIV/0! | #DIV/0! | #DIV/0! | 0.81 | 0 | 0 | #DIV/0! | #DIV/0! | #DIV/0! | #DIV/0! | #DIV/0! | #DIV/0! | #DIV/0! | #DIV/0! | #DIV/0! | #DIV/0!
[5 empty] | #DIV/0! | #DIV/0! | #DIV/0! | 0.2 | 0 | 0 | #DIV/0! | #DIV/0! | #DIV/0! | #DIV/0! | #DIV/0! | #DIV/0! | #DIV/0! | #DIV/0! | #DIV/0! | #DIV/0! | 0.5 | 0 | 0 | #DIV/0! | #DIV/0! | #DIV/0! | #DIV/0! | #DIV/0! | #DIV/0! | #DIV/0! | #DIV/0! | #DIV/0! | #DIV/0! | 0.81 | 0 | 0 | #DIV/0! | #DIV/0! | #DIV/0! | #DIV/0! | #DIV/0! | #DIV/0! | #DIV/0! | #DIV/0! | #DIV/0! | #DIV/0!
[5 empty] | #DIV/0! | #DIV/0! | #DIV/0! | 0.2 | 0 | 0 | #DIV/0! | #DIV/0! | #DIV/0! | #DIV/0! | #DIV/0! | #DIV/0! | #DIV/0! | #DIV/0! | #DIV/0! | #DIV/0! | 0.5 | 0 | 0 | #DIV/0! | #DIV/0! | #DIV/0! | #DIV/0! | #DIV/0! | #DIV/0! | #DIV/0! | #DIV/0! | #DIV/0! | #DIV/0! | 0.81 | 0 | 0 | #DIV/0! | #DIV/0! | #DIV/0! | #DIV/0! | #DIV/0! | #DIV/0! | #DIV/0! | #DIV/0! | #DIV/0! | #DIV/0!
[5 empty] | #DIV/0! | #DIV/0! | #DIV/0! | 0.2 | 0 | 0 | #DIV/0! | #DIV/0! | #DIV/0! | #DIV/0! | #DIV/0! | #DIV/0! | #DIV/0! | #DIV/0! | #DIV/0! | #DIV/0! | 0.5 | 0 | 0 | #DIV/0! | #DIV/0! | #DIV/0! | #DIV/0! | #DIV/0! | #DIV/0! | #DIV/0! | #DIV/0! | #DIV/0! | #DIV/0! | 0.81 | 0 | 0 | #DIV/0! | #DIV/0! | #DIV/0! | #DIV/0! | #DIV/0! | #DIV/0! | #DIV/0! | #DIV/0! | #DIV/0! | #DIV/0!
[5 empty] | #DIV/0! | #DIV/0! | #DIV/0! | 0.2 | 0 | 0 | #DIV/0! | #DIV/0! | #DIV/0! | #DIV/0! | #DIV/0! | #DIV/0! | #DIV/0! | #DIV/0! | #DIV/0! | #DIV/0! | 0.5 | 0 | 0 | #DIV/0! | #DIV/0! | #DIV/0! | #DIV/0! | #DIV/0! | #DIV/0! | #DIV/0! | #DIV/0! | #DIV/0! | #DIV/0! | 0.81 | 0 | 0 | #DIV/0! | #DIV/0! | #DIV/0! | #DIV/0! | #DIV/0! | #DIV/0! | #DIV/0! | #DIV/0! | #DIV/0! | #DIV/0!
[5 empty] | #DIV/0! | #DIV/0! | #DIV/0! | 0.2 | 0 | 0 | #DIV/0! | #DIV/0! | #DIV/0! | #DIV/0! | #DIV/0! | #DIV/0! | #DIV/0! | #DIV/0! | #DIV/0! | #DIV/0! | 0.5 | 0 | 0 | #DIV/0! | #DIV/0! | #DIV/0! | #DIV/0! | #DIV/0! | #DIV/0! | #DIV/0! | #DIV/0! | #DIV/0! | #DIV/0! | 0.81 | 0 | 0 | #DIV/0! | #DIV/0! | #DIV/0! | #DIV/0! | #DIV/0! | #DIV/0! | #DIV/0! | #DIV/0! | #DIV/0! | #DIV/0!
[5 empty] | #DIV/0! | #DIV/0! | #DIV/0! | 0.2 | 0 | 0 | #DIV/0! | #DIV/0! | #DIV/0! | #DIV/0! | #DIV/0! | #DIV/0! | #DIV/0! | #DIV/0! | #DIV/0! | #DIV/0! | 0.5 | 0 | 0 | #DIV/0! | #DIV/0! | #DIV/0! | #DIV/0! | #DIV/0! | #DIV/0! | #DIV/0! | #DIV/0! | #DIV/0! | #DIV/0! | 0.81 | 0 | 0 | #DIV/0! | #DIV/0! | #DIV/0! | #DIV/0! | #DIV/0! | #DIV/0! | #DIV/0! | #DIV/0! | #DIV/0! | #DIV/0!
[5 empty] | #DIV/0! | #DIV/0! | #DIV/0! | 0.2 | 0 | 0 | #DIV/0! | #DIV/0! | #DIV/0! | #DIV/0! | #DIV/0! | #DIV/0! | #DIV/0! | #DIV/0! | #DIV/0! | #DIV/0! | 0.5 | 0 | 0 | #DIV/0! | #DIV/0! | #DIV/0! | #DIV/0! | #DIV/0! | #DIV/0! | #DIV/0! | #DIV/0! | #DIV/0! | #DIV/0! | 0.81 | 0 | 0 | #DIV/0! | #DIV/0! | #DIV/0! | #DIV/0! | #DIV/0! | #DIV/0! | #DIV/0! | #DIV/0! | #DIV/0! | #DIV/0!
[5 empty] | #DIV/0! | #DIV/0! | #DIV/0! | 0.2 | 0 | 0 | #DIV/0! | #DIV/0! | #DIV/0! | #DIV/0! | #DIV/0! | #DIV/0! | #DIV/0! | #DIV/0! | #DIV/0! | #DIV/0! | 0.5 | 0 | 0 | #DIV/0! | #DIV/0! | #DIV/0! | #DIV/0! | #DIV/0! | #DIV/0! | #DIV/0! | #DIV/0! | #DIV/0! | #DIV/0! | 0.81 | 0 | 0 | #DIV/0! | #DIV/0! | #DIV/0! | #DIV/0! | #DIV/0! | #DIV/0! | #DIV/0! | #DIV/0! | #DIV/0! | #DIV/0!
[5 empty] | #DIV/0! | #DIV/0! | #DIV/0! | 0.2 | 0 | 0 | #DIV/0! | #DIV/0! | #DIV/0! | #DIV/0! | #DIV/0! | #DIV/0! | #DIV/0! | #DIV/0! | #DIV/0! | #DIV/0! | 0.5 | 0 | 0 | #DIV/0! | #DIV/0! | #DIV/0! | #DIV/0! | #DIV/0! | #DIV/0! | #DIV/0! | #DIV/0! | #DIV/0! | #DIV/0! | 0.81 | 0 | 0 | #DIV/0! | #DIV/0! | #DIV/0! | #DIV/0! | #DIV/0! | #DIV/0! | #DIV/0! | #DIV/0! | #DIV/0! | #DIV/0!
[5 empty] | #DIV/0! | #DIV/0! | #DIV/0! | 0.2 | 0 | 0 | #DIV/0! | #DIV/0! | #DIV/0! | #DIV/0! | #DIV/0! | #DIV/0! | #DIV/0! | #DIV/0! | #DIV/0! | #DIV/0! | 0.5 | 0 | 0 | #DIV/0! | #DIV/0! | #DIV/0! | #DIV/0! | #DIV/0! | #DIV/0! | #DIV/0! | #DIV/0! | #DIV/0! | #DIV/0! | 0.81 | 0 | 0 | #DIV/0! | #DIV/0! | #DIV/0! | #DIV/0! | #DIV/0! | #DIV/0! | #DIV/0! | #DIV/0! | #DIV/0! | #DIV/0!
[5 empty] | #DIV/0! | #DIV/0! | #DIV/0! | 0.2 | 0 | 0 | #DIV/0! | #DIV/0! | #DIV/0! | #DIV/0! | #DIV/0! | #DIV/0! | #DIV/0! | #DIV/0! | #DIV/0! | #DIV/0! | 0.5 | 0 | 0 | #DIV/0! | #DIV/0! | #DIV/0! | #DIV/0! | #DIV/0! | #DIV/0! | #DIV/0! | #DIV/0! | #DIV/0! | #DIV/0! | 0.81 | 0 | 0 | #DIV/0! | #DIV/0! | #DIV/0! | #DIV/0! | #DIV/0! | #DIV/0! | #DIV/0! | #DIV/0! | #DIV/0! | #DIV/0!
[5 empty] | #DIV/0! | #DIV/0! | #DIV/0! | 0.2 | 0 | 0 | #DIV/0! | #DIV/0! | #DIV/0! | #DIV/0! | #DIV/0! | #DIV/0! | #DIV/0! | #DIV/0! | #DIV/0! | #DIV/0! | 0.5 | 0 | 0 | #DIV/0! | #DIV/0! | #DIV/0! | #DIV/0! | #DIV/0! | #DIV/0! | #DIV/0! | #DIV/0! | #DIV/0! | #DIV/0! | 0.81 | 0 | 0 | #DIV/0! | #DIV/0! | #DIV/0! | #DIV/0! | #DIV/0! | #DIV/0! | #DIV/0! | #DIV/0! | #DIV/0! | #DIV/0!
[5 empty] | #DIV/0! | #DIV/0! | #DIV/0! | 0.2 | 0 | 0 | #DIV/0! | #DIV/0! | #DIV/0! | #DIV/0! | #DIV/0! | #DIV/0! | #DIV/0! | #DIV/0! | #DIV/0! | #DIV/0! | 0.5 | 0 | 0 | #DIV/0! | #DIV/0! | #DIV/0! | #DIV/0! | #DIV/0! | #DIV/0! | #DIV/0! | #DIV/0! | #DIV/0! | #DIV/0! | 0.81 | 0 | 0 | #DIV/0! | #DIV/0! | #DIV/0! | #DIV/0! | #DIV/0! | #DIV/0! | #DIV/0! | #DIV/0! | #DIV/0! | #DIV/0!
[5 empty] | #DIV/0! | #DIV/0! | #DIV/0! | 0.2 | 0 | 0 | #DIV/0! | #DIV/0! | #DIV/0! | #DIV/0! | #DIV/0! | #DIV/0! | #DIV/0! | #DIV/0! | #DIV/0! | #DIV/0! | 0.5 | 0 | 0 | #DIV/0! | #DIV/0! | #DIV/0! | #DIV/0! | #DIV/0! | #DIV/0! | #DIV/0! | #DIV/0! | #DIV/0! | #DIV/0! | 0.81 | 0 | 0 | #DIV/0! | #DIV/0! | #DIV/0! | #DIV/0! | #DIV/0! | #DIV/0! | #DIV/0! | #DIV/0! | #DIV/0! | #DIV/0!
[5 empty] | #DIV/0! | #DIV/0! | #DIV/0! | 0.2 | 0 | 0 | #DIV/0! | #DIV/0! | #DIV/0! | #DIV/0! | #DIV/0! | #DIV/0! | #DIV/0! | #DIV/0! | #DIV/0! | #DIV/0! | 0.5 | 0 | 0 | #DIV/0! | #DIV/0! | #DIV/0! | #DIV/0! | #DIV/0! | #DIV/0! | #DIV/0! | #DIV/0! | #DIV/0! | #DIV/0! | 0.81 | 0 | 0 | #DIV/0! | #DIV/0! | #DIV/0! | #DIV/0! | #DIV/0! | #DIV/0! | #DIV/0! | #DIV/0! | #DIV/0! | #DIV/0!
[5 empty] | #DIV/0! | #DIV/0! | #DIV/0! | 0.2 | 0 | 0 | #DIV/0! | #DIV/0! | #DIV/0! | #DIV/0! | #DIV/0! | #DIV/0! | #DIV/0! | #DIV/0! | #DIV/0! | #DIV/0! | 0.5 | 0 | 0 | #DIV/0! | #DIV/0! | #DIV/0! | #DIV/0! | #DIV/0! | #DIV/0! | #DIV/0! | #DIV/0! | #DIV/0! | #DIV/0! | 0.81 | 0 | 0 | #DIV/0! | #DIV/0! | #DIV/0! | #DIV/0! | #DIV/0! | #DIV/0! | #DIV/0! | #DIV/0! | #DIV/0! | #DIV/0!
[5 empty] | #DIV/0! | #DIV/0! | #DIV/0! | 0.2 | 0 | 0 | #DIV/0! | #DIV/0! | #DIV/0! | #DIV/0! | #DIV/0! | #DIV/0! | #DIV/0! | #DIV/0! | #DIV/0! | #DIV/0! | 0.5 | 0 | 0 | #DIV/0! | #DIV/0! | #DIV/0! | #DIV/0! | #DIV/0! | #DIV/0! | #DIV/0! | #DIV/0! | #DIV/0! | #DIV/0! | 0.81 | 0 | 0 | #DIV/0! | #DIV/0! | #DIV/0! | #DIV/0! | #DIV/0! | #DIV/0! | #DIV/0! | #DIV/0! | #DIV/0! | #DIV/0!
[5 empty] | #DIV/0! | #DIV/0! | #DIV/0! | 0.2 | 0 | 0 | #DIV/0! | #DIV/0! | #DIV/0! | #DIV/0! | #DIV/0! | #DIV/0! | #DIV/0! | #DIV/0! | #DIV/0! | #DIV/0! | 0.5 | 0 | 0 | #DIV/0! | #DIV/0! | #DIV/0! | #DIV/0! | #DIV/0! | #DIV/0! | #DIV/0! | #DIV/0! | #DIV/0! | #DIV/0! | 0.81 | 0 | 0 | #DIV/0! | #DIV/0! | #DIV/0! | #DIV/0! | #DIV/0! | #DIV/0! | #DIV/0! | #DIV/0! | #DIV/0! | #DIV/0!
[5 empty] | #DIV/0! | #DIV/0! | #DIV/0! | 0.2 | 0 | 0 | #DIV/0! | #DIV/0! | #DIV/0! | #DIV/0! | #DIV/0! | #DIV/0! | #DIV/0! | #DIV/0! | #DIV/0! | #DIV/0! | 0.5 | 0 | 0 | #DIV/0! | #DIV/0! | #DIV/0! | #DIV/0! | #DIV/0! | #DIV/0! | #DIV/0! | #DIV/0! | #DIV/0! | #DIV/0! | 0.81 | 0 | 0 | #DIV/0! | #DIV/0! | #DIV/0! | #DIV/0! | #DIV/0! | #DIV/0! | #DIV/0! | #DIV/0! | #DIV/0! | #DIV/0!
[5 empty] | #DIV/0! | #DIV/0! | #DIV/0! | 0.2 | 0 | 0 | #DIV/0! | #DIV/0! | #DIV/0! | #DIV/0! | #DIV/0! | #DIV/0! | #DIV/0! | #DIV/0! | #DIV/0! | #DIV/0! | 0.5 | 0 | 0 | #DIV/0! | #DIV/0! | #DIV/0! | #DIV/0! | #DIV/0! | #DIV/0! | #DIV/0! | #DIV/0! | #DIV/0! | #DIV/0! | 0.81 | 0 | 0 | #DIV/0! | #DIV/0! | #DIV/0! | #DIV/0! | #DIV/0! | #DIV/0! | #DIV/0! | #DIV/0! | #DIV/0! | #DIV/0!
[5 empty] | #DIV/0! | #DIV/0! | #DIV/0! | 0.2 | 0 | 0 | #DIV/0! | #DIV/0! | #DIV/0! | #DIV/0! | #DIV/0! | #DIV/0! | #DIV/0! | #DIV/0! | #DIV/0! | #DIV/0! | 0.5 | 0 | 0 | #DIV/0! | #DIV/0! | #DIV/0! | #DIV/0! | #DIV/0! | #DIV/0! | #DIV/0! | #DIV/0! | #DIV/0! | #DIV/0! | 0.81 | 0 | 0 | #DIV/0! | #DIV/0! | #DIV/0! | #DIV/0! | #DIV/0! | #DIV/0! | #DIV/0! | #DIV/0! | #DIV/0! | #DIV/0!
[5 empty] | #DIV/0! | #DIV/0! | #DIV/0! | 0.2 | 0 | 0 | #DIV/0! | #DIV/0! | #DIV/0! | #DIV/0! | #DIV/0! | #DIV/0! | #DIV/0! | #DIV/0! | #DIV/0! | #DIV/0! | 0.5 | 0 | 0 | #DIV/0! | #DIV/0! | #DIV/0! | #DIV/0! | #DIV/0! | #DIV/0! | #DIV/0! | #DIV/0! | #DIV/0! | #DIV/0! | 0.81 | 0 | 0 | #DIV/0! | #DIV/0! | #DIV/0! | #DIV/0! | #DIV/0! | #DIV/0! | #DIV/0! | #DIV/0! | #DIV/0! | #DIV/0!
[5 empty] | #DIV/0! | #DIV/0! | #DIV/0! | 0.2 | 0 | 0 | #DIV/0! | #DIV/0! | #DIV/0! | #DIV/0! | #DIV/0! | #DIV/0! | #DIV/0! | #DIV/0! | #DIV/0! | #DIV/0! | 0.5 | 0 | 0 | #DIV/0! | #DIV/0! | #DIV/0! | #DIV/0! | #DIV/0! | #DIV/0! | #DIV/0! | #DIV/0! | #DIV/0! | #DIV/0! | 0.81 | 0 | 0 | #DIV/0! | #DIV/0! | #DIV/0! | #DIV/0! | #DIV/0! | #DIV/0! | #DIV/0! | #DIV/0! | #DIV/0! | #DIV/0!
[5 empty] | #DIV/0! | #DIV/0! | #DIV/0! | 0.2 | 0 | 0 | #DIV/0! | #DIV/0! | #DIV/0! | #DIV/0! | #DIV/0! | #DIV/0! | #DIV/0! | #DIV/0! | #DIV/0! | #DIV/0! | 0.5 | 0 | 0 | #DIV/0! | #DIV/0! | #DIV/0! | #DIV/0! | #DIV/0! | #DIV/0! | #DIV/0! | #DIV/0! | #DIV/0! | #DIV/0! | 0.81 | 0 | 0 | #DIV/0! | #DIV/0! | #DIV/0! | #DIV/0! | #DIV/0! | #DIV/0! | #DIV/0! | #DIV/0! | #DIV/0! | #DIV/0!
[5 empty] | #DIV/0! | #DIV/0! | #DIV/0! | 0.2 | 0 | 0 | #DIV/0! | #DIV/0! | #DIV/0! | #DIV/0! | #DIV/0! | #DIV/0! | #DIV/0! | #DIV/0! | #DIV/0! | #DIV/0! | 0.5 | 0 | 0 | #DIV/0! | #DIV/0! | #DIV/0! | #DIV/0! | #DIV/0! | #DIV/0! | #DIV/0! | #DIV/0! | #DIV/0! | #DIV/0! | 0.81 | 0 | 0 | #DIV/0! | #DIV/0! | #DIV/0! | #DIV/0! | #DIV/0! | #DIV/0! | #DIV/0! | #DIV/0! | #DIV/0! | #DIV/0!
[5 empty] | #DIV/0! | #DIV/0! | #DIV/0! | 0.2 | 0 | 0 | #DIV/0! | #DIV/0! | #DIV/0! | #DIV/0! | #DIV/0! | #DIV/0! | #DIV/0! | #DIV/0! | #DIV/0! | #DIV/0! | 0.5 | 0 | 0 | #DIV/0! | #DIV/0! | #DIV/0! | #DIV/0! | #DIV/0! | #DIV/0! | #DIV/0! | #DIV/0! | #DIV/0! | #DIV/0! | 0.81 | 0 | 0 | #DIV/0! | #DIV/0! | #DIV/0! | #DIV/0! | #DIV/0! | #DIV/0! | #DIV/0! | #DIV/0! | #DIV/0! | #DIV/0!
[5 empty] | #DIV/0! | #DIV/0! | #DIV/0! | 0.2 | 0 | 0 | #DIV/0! | #DIV/0! | #DIV/0! | #DIV/0! | #DIV/0! | #DIV/0! | #DIV/0! | #DIV/0! | #DIV/0! | #DIV/0! | 0.5 | 0 | 0 | #DIV/0! | #DIV/0! | #DIV/0! | #DIV/0! | #DIV/0! | #DIV/0! | #DIV/0! | #DIV/0! | #DIV/0! | #DIV/0! | 0.81 | 0 | 0 | #DIV/0! | #DIV/0! | #DIV/0! | #DIV/0! | #DIV/0! | #DIV/0! | #DIV/0! | #DIV/0! | #DIV/0! | #DIV/0!
[5 empty] | #DIV/0! | #DIV/0! | #DIV/0! | 0.2 | 0 | 0 | #DIV/0! | #DIV/0! | #DIV/0! | #DIV/0! | #DIV/0! | #DIV/0! | #DIV/0! | #DIV/0! | #DIV/0! | #DIV/0! | 0.5 | 0 | 0 | #DIV/0! | #DIV/0! | #DIV/0! | #DIV/0! | #DIV/0! | #DIV/0! | #DIV/0! | #DIV/0! | #DIV/0! | #DIV/0! | 0.81 | 0 | 0 | #DIV/0! | #DIV/0! | #DIV/0! | #DIV/0! | #DIV/0! | #DIV/0! | #DIV/0! | #DIV/0! | #DIV/0! | #DIV/0!
[5 empty] | #DIV/0! | #DIV/0! | #DIV/0! | 0.2 | 0 | 0 | #DIV/0! | #DIV/0! | #DIV/0! | #DIV/0! | #DIV/0! | #DIV/0! | #DIV/0! | #DIV/0! | #DIV/0! | #DIV/0! | 0.5 | 0 | 0 | #DIV/0! | #DIV/0! | #DIV/0! | #DIV/0! | #DIV/0! | #DIV/0! | #DIV/0! | #DIV/0! | #DIV/0! | #DIV/0! | 0.81 | 0 | 0 | #DIV/0! | #DIV/0! | #DIV/0! | #DIV/0! | #DIV/0! | #DIV/0! | #DIV/0! | #DIV/0! | #DIV/0! | #DIV/0!
[5 empty] | #DIV/0! | #DIV/0! | #DIV/0! | 0.2 | 0 | 0 | #DIV/0! | #DIV/0! | #DIV/0! | #DIV/0! | #DIV/0! | #DIV/0! | #DIV/0! | #DIV/0! | #DIV/0! | #DIV/0! | 0.5 | 0 | 0 | #DIV/0! | #DIV/0! | #DIV/0! | #DIV/0! | #DIV/0! | #DIV/0! | #DIV/0! | #DIV/0! | #DIV/0! | #DIV/0! | 0.81 | 0 | 0 | #DIV/0! | #DIV/0! | #DIV/0! | #DIV/0! | #DIV/0! | #DIV/0! | #DIV/0! | #DIV/0! | #DIV/0! | #DIV/0!
[5 empty] | #DIV/0! | #DIV/0! | #DIV/0! | 0.2 | 0 | 0 | #DIV/0! | #DIV/0! | #DIV/0! | #DIV/0! | #DIV/0! | #DIV/0! | #DIV/0! | #DIV/0! | #DIV/0! | #DIV/0! | 0.5 | 0 | 0 | #DIV/0! | #DIV/0! | #DIV/0! | #DIV/0! | #DIV/0! | #DIV/0! | #DIV/0! | #DIV/0! | #DIV/0! | #DIV/0! | 0.81 | 0 | 0 | #DIV/0! | #DIV/0! | #DIV/0! | #DIV/0! | #DIV/0! | #DIV/0! | #DIV/0! | #DIV/0! | #DIV/0! | #DIV/0!
[5 empty] | #DIV/0! | #DIV/0! | #DIV/0! | 0.2 | 0 | 0 | #DIV/0! | #DIV/0! | #DIV/0! | #DIV/0! | #DIV/0! | #DIV/0! | #DIV/0! | #DIV/0! | #DIV/0! | #DIV/0! | 0.5 | 0 | 0 | #DIV/0! | #DIV/0! | #DIV/0! | #DIV/0! | #DIV/0! | #DIV/0! | #DIV/0! | #DIV/0! | #DIV/0! | #DIV/0! | 0.81 | 0 | 0 | #DIV/0! | #DIV/0! | #DIV/0! | #DIV/0! | #DIV/0! | #DIV/0! | #DIV/0! | #DIV/0! | #DIV/0! | #DIV/0!
[5 empty] | #DIV/0! | #DIV/0! | #DIV/0! | 0.2 | 0 | 0 | #DIV/0! | #DIV/0! | #DIV/0! | #DIV/0! | #DIV/0! | #DIV/0! | #DIV/0! | #DIV/0! | #DIV/0! | #DIV/0! | 0.5 | 0 | 0 | #DIV/0! | #DIV/0! | #DIV/0! | #DIV/0! | #DIV/0! | #DIV/0! | #DIV/0! | #DIV/0! | #DIV/0! | #DIV/0! | 0.81 | 0 | 0 | #DIV/0! | #DIV/0! | #DIV/0! | #DIV/0! | #DIV/0! | #DIV/0! | #DIV/0! | #DIV/0! | #DIV/0! | #DIV/0!
[5 empty] | #DIV/0! | #DIV/0! | #DIV/0! | 0.2 | 0 | 0 | #DIV/0! | #DIV/0! | #DIV/0! | #DIV/0! | #DIV/0! | #DIV/0! | #DIV/0! | #DIV/0! | #DIV/0! | #DIV/0! | 0.5 | 0 | 0 | #DIV/0! | #DIV/0! | #DIV/0! | #DIV/0! | #DIV/0! | #DIV/0! | #DIV/0! | #DIV/0! | #DIV/0! | #DIV/0! | 0.81 | 0 | 0 | #DIV/0! | #DIV/0! | #DIV/0! | #DIV/0! | #DIV/0! | #DIV/0! | #DIV/0! | #DIV/0! | #DIV/0! | #DIV/0!
[5 empty] | #DIV/0! | #DIV/0! | #DIV/0! | 0.2 | 0 | 0 | #DIV/0! | #DIV/0! | #DIV/0! | #DIV/0! | #DIV/0! | #DIV/0! | #DIV/0! | #DIV/0! | #DIV/0! | #DIV/0! | 0.5 | 0 | 0 | #DIV/0! | #DIV/0! | #DIV/0! | #DIV/0! | #DIV/0! | #DIV/0! | #DIV/0! | #DIV/0! | #DIV/0! | #DIV/0! | 0.81 | 0 | 0 | #DIV/0! | #DIV/0! | #DIV/0! | #DIV/0! | #DIV/0! | #DIV/0! | #DIV/0! | #DIV/0! | #DIV/0! | #DIV/0!
[5 empty] | #DIV/0! | #DIV/0! | #DIV/0! | 0.2 | 0 | 0 | #DIV/0! | #DIV/0! | #DIV/0! | #DIV/0! | #DIV/0! | #DIV/0! | #DIV/0! | #DIV/0! | #DIV/0! | #DIV/0! | 0.5 | 0 | 0 | #DIV/0! | #DIV/0! | #DIV/0! | #DIV/0! | #DIV/0! | #DIV/0! | #DIV/0! | #DIV/0! | #DIV/0! | #DIV/0! | 0.81 | 0 | 0 | #DIV/0! | #DIV/0! | #DIV/0! | #DIV/0! | #DIV/0! | #DIV/0! | #DIV/0! | #DIV/0! | #DIV/0! | #DIV/0!
[5 empty] | #DIV/0! | #DIV/0! | #DIV/0! | 0.2 | 0 | 0 | #DIV/0! | #DIV/0! | #DIV/0! | #DIV/0! | #DIV/0! | #DIV/0! | #DIV/0! | #DIV/0! | #DIV/0! | #DIV/0! | 0.5 | 0 | 0 | #DIV/0! | #DIV/0! | #DIV/0! | #DIV/0! | #DIV/0! | #DIV/0! | #DIV/0! | #DIV/0! | #DIV/0! | #DIV/0! | 0.81 | 0 | 0 | #DIV/0! | #DIV/0! | #DIV/0! | #DIV/0! | #DIV/0! | #DIV/0! | #DIV/0! | #DIV/0! | #DIV/0! | #DIV/0!
[5 empty] | #DIV/0! | #DIV/0! | #DIV/0! | 0.2 | 0 | 0 | #DIV/0! | #DIV/0! | #DIV/0! | #DIV/0! | #DIV/0! | #DIV/0! | #DIV/0! | #DIV/0! | #DIV/0! | #DIV/0! | 0.5 | 0 | 0 | #DIV/0! | #DIV/0! | #DIV/0! | #DIV/0! | #DIV/0! | #DIV/0! | #DIV/0! | #DIV/0! | #DIV/0! | #DIV/0! | 0.81 | 0 | 0 | #DIV/0! | #DIV/0! | #DIV/0! | #DIV/0! | #DIV/0! | #DIV/0! | #DIV/0! | #DIV/0! | #DIV/0! | #DIV/0!
[5 empty] | #DIV/0! | #DIV/0! | #DIV/0! | 0.2 | 0 | 0 | #DIV/0! | #DIV/0! | #DIV/0! | #DIV/0! | #DIV/0! | #DIV/0! | #DIV/0! | #DIV/0! | #DIV/0! | #DIV/0! | 0.5 | 0 | 0 | #DIV/0! | #DIV/0! | #DIV/0! | #DIV/0! | #DIV/0! | #DIV/0! | #DIV/0! | #DIV/0! | #DIV/0! | #DIV/0! | 0.81 | 0 | 0 | #DIV/0! | #DIV/0! | #DIV/0! | #DIV/0! | #DIV/0! | #DIV/0! | #DIV/0! | #DIV/0! | #DIV/0! | #DIV/0!
[5 empty] | #DIV/0! | #DIV/0! | #DIV/0! | 0.2 | 0 | 0 | #DIV/0! | #DIV/0! | #DIV/0! | #DIV/0! | #DIV/0! | #DIV/0! | #DIV/0! | #DIV/0! | #DIV/0! | #DIV/0! | 0.5 | 0 | 0 | #DIV/0! | #DIV/0! | #DIV/0! | #DIV/0! | #DIV/0! | #DIV/0! | #DIV/0! | #DIV/0! | #DIV/0! | #DIV/0! | 0.81 | 0 | 0 | #DIV/0! | #DIV/0! | #DIV/0! | #DIV/0! | #DIV/0! | #DIV/0! | #DIV/0! | #DIV/0! | #DIV/0! | #DIV/0!
[5 empty] | #DIV/0! | #DIV/0! | #DIV/0! | 0.2 | 0 | 0 | #DIV/0! | #DIV/0! | #DIV/0! | #DIV/0! | #DIV/0! | #DIV/0! | #DIV/0! | #DIV/0! | #DIV/0! | #DIV/0! | 0.5 | 0 | 0 | #DIV/0! | #DIV/0! | #DIV/0! | #DIV/0! | #DIV/0! | #DIV/0! | #DIV/0! | #DIV/0! | #DIV/0! | #DIV/0! | 0.81 | 0 | 0 | #DIV/0! | #DIV/0! | #DIV/0! | #DIV/0! | #DIV/0! | #DIV/0! | #DIV/0! | #DIV/0! | #DIV/0! | #DIV/0!
[5 empty] | #DIV/0! | #DIV/0! | #DIV/0! | 0.2 | 0 | 0 | #DIV/0! | #DIV/0! | #DIV/0! | #DIV/0! | #DIV/0! | #DIV/0! | #DIV/0! | #DIV/0! | #DIV/0! | #DIV/0! | 0.5 | 0 | 0 | #DIV/0! | #DIV/0! | #DIV/0! | #DIV/0! | #DIV/0! | #DIV/0! | #DIV/0! | #DIV/0! | #DIV/0! | #DIV/0! | 0.81 | 0 | 0 | #DIV/0! | #DIV/0! | #DIV/0! | #DIV/0! | #DIV/0! | #DIV/0! | #DIV/0! | #DIV/0! | #DIV/0! | #DIV/0!
[5 empty] | #DIV/0! | #DIV/0! | #DIV/0! | 0.2 | 0 | 0 | #DIV/0! | #DIV/0! | #DIV/0! | #DIV/0! | #DIV/0! | #DIV/0! | #DIV/0! | #DIV/0! | #DIV/0! | #DIV/0! | 0.5 | 0 | 0 | #DIV/0! | #DIV/0! | #DIV/0! | #DIV/0! | #DIV/0! | #DIV/0! | #DIV/0! | #DIV/0! | #DIV/0! | #DIV/0! | 0.81 | 0 | 0 | #DIV/0! | #DIV/0! | #DIV/0! | #DIV/0! | #DIV/0! | #DIV/0! | #DIV/0! | #DIV/0! | #DIV/0! | #DIV/0!
[5 empty] | #DIV/0! | #DIV/0! | #DIV/0! | 0.2 | 0 | 0 | #DIV/0! | #DIV/0! | #DIV/0! | #DIV/0! | #DIV/0! | #DIV/0! | #DIV/0! | #DIV/0! | #DIV/0! | #DIV/0! | 0.5 | 0 | 0 | #DIV/0! | #DIV/0! | #DIV/0! | #DIV/0! | #DIV/0! | #DIV/0! | #DIV/0! | #DIV/0! | #DIV/0! | #DIV/0! | 0.81 | 0 | 0 | #DIV/0! | #DIV/0! | #DIV/0! | #DIV/0! | #DIV/0! | #DIV/0! | #DIV/0! | #DIV/0! | #DIV/0! | #DIV/0!
[5 empty] | #DIV/0! | #DIV/0! | #DIV/0! | 0.2 | 0 | 0 | #DIV/0! | #DIV/0! | #DIV/0! | #DIV/0! | #DIV/0! | #DIV/0! | #DIV/0! | #DIV/0! | #DIV/0! | #DIV/0! | 0.5 | 0 | 0 | #DIV/0! | #DIV/0! | #DIV/0! | #DIV/0! | #DIV/0! | #DIV/0! | #DIV/0! | #DIV/0! | #DIV/0! | #DIV/0! | 0.81 | 0 | 0 | #DIV/0! | #DIV/0! | #DIV/0! | #DIV/0! | #DIV/0! | #DIV/0! | #DIV/0! | #DIV/0! | #DIV/0! | #DIV/0!
[5 empty] | #DIV/0! | #DIV/0! | #DIV/0! | 0.2 | 0 | 0 | #DIV/0! | #DIV/0! | #DIV/0! | #DIV/0! | #DIV/0! | #DIV/0! | #DIV/0! | #DIV/0! | #DIV/0! | #DIV/0! | 0.5 | 0 | 0 | #DIV/0! | #DIV/0! | #DIV/0! | #DIV/0! | #DIV/0! | #DIV/0! | #DIV/0! | #DIV/0! | #DIV/0! | #DIV/0! | 0.81 | 0 | 0 | #DIV/0! | #DIV/0! | #DIV/0! | #DIV/0! | #DIV/0! | #DIV/0! | #DIV/0! | #DIV/0! | #DIV/0! | #DIV/0!
[5 empty] | #DIV/0! | #DIV/0! | #DIV/0! | 0.2 | 0 | 0 | #DIV/0! | #DIV/0! | #DIV/0! | #DIV/0! | #DIV/0! | #DIV/0! | #DIV/0! | #DIV/0! | #DIV/0! | #DIV/0! | 0.5 | 0 | 0 | #DIV/0! | #DIV/0! | #DIV/0! | #DIV/0! | #DIV/0! | #DIV/0! | #DIV/0! | #DIV/0! | #DIV/0! | #DIV/0! | 0.81 | 0 | 0 | #DIV/0! | #DIV/0! | #DIV/0! | #DIV/0! | #DIV/0! | #DIV/0! | #DIV/0! | #DIV/0! | #DIV/0! | #DIV/0!
[5 empty] | #DIV/0! | #DIV/0! | #DIV/0! | 0.2 | 0 | 0 | #DIV/0! | #DIV/0! | #DIV/0! | #DIV/0! | #DIV/0! | #DIV/0! | #DIV/0! | #DIV/0! | #DIV/0! | #DIV/0! | 0.5 | 0 | 0 | #DIV/0! | #DIV/0! | #DIV/0! | #DIV/0! | #DIV/0! | #DIV/0! | #DIV/0! | #DIV/0! | #DIV/0! | #DIV/0! | 0.81 | 0 | 0 | #DIV/0! | #DIV/0! | #DIV/0! | #DIV/0! | #DIV/0! | #DIV/0! | #DIV/0! | #DIV/0! | #DIV/0! | #DIV/0!
[5 empty] | #DIV/0! | #DIV/0! | #DIV/0! | 0.2 | 0 | 0 | #DIV/0! | #DIV/0! | #DIV/0! | #DIV/0! | #DIV/0! | #DIV/0! | #DIV/0! | #DIV/0! | #DIV/0! | #DIV/0! | 0.5 | 0 | 0 | #DIV/0! | #DIV/0! | #DIV/0! | #DIV/0! | #DIV/0! | #DIV/0! | #DIV/0! | #DIV/0! | #DIV/0! | #DIV/0! | 0.81 | 0 | 0 | #DIV/0! | #DIV/0! | #DIV/0! | #DIV/0! | #DIV/0! | #DIV/0! | #DIV/0! | #DIV/0! | #DIV/0! | #DIV/0!
[5 empty] | #DIV/0! | #DIV/0! | #DIV/0! | 0.2 | 0 | 0 | #DIV/0! | #DIV/0! | #DIV/0! | #DIV/0! | #DIV/0! | #DIV/0! | #DIV/0! | #DIV/0! | #DIV/0! | #DIV/0! | 0.5 | 0 | 0 | #DIV/0! | #DIV/0! | #DIV/0! | #DIV/0! | #DIV/0! | #DIV/0! | #DIV/0! | #DIV/0! | #DIV/0! | #DIV/0! | 0.81 | 0 | 0 | #DIV/0! | #DIV/0! | #DIV/0! | #DIV/0! | #DIV/0! | #DIV/0! | #DIV/0! | #DIV/0! | #DIV/0! | #DIV/0!
[5 empty] | #DIV/0! | #DIV/0! | #DIV/0! | 0.2 | 0 | 0 | #DIV/0! | #DIV/0! | #DIV/0! | #DIV/0! | #DIV/0! | #DIV/0! | #DIV/0! | #DIV/0! | #DIV/0! | #DIV/0! | 0.5 | 0 | 0 | #DIV/0! | #DIV/0! | #DIV/0! | #DIV/0! | #DIV/0! | #DIV/0! | #DIV/0! | #DIV/0! | #DIV/0! | #DIV/0! | 0.81 | 0 | 0 | #DIV/0! | #DIV/0! | #DIV/0! | #DIV/0! | #DIV/0! | #DIV/0! | #DIV/0! | #DIV/0! | #DIV/0! | #DIV/0!
[5 empty] | #DIV/0! | #DIV/0! | #DIV/0! | 0.2 | 0 | 0 | #DIV/0! | #DIV/0! | #DIV/0! | #DIV/0! | #DIV/0! | #DIV/0! | #DIV/0! | #DIV/0! | #DIV/0! | #DIV/0! | 0.5 | 0 | 0 | #DIV/0! | #DIV/0! | #DIV/0! | #DIV/0! | #DIV/0! | #DIV/0! | #DIV/0! | #DIV/0! | #DIV/0! | #DIV/0! | 0.81 | 0 | 0 | #DIV/0! | #DIV/0! | #DIV/0! | #DIV/0! | #DIV/0! | #DIV/0! | #DIV/0! | #DIV/0! | #DIV/0! | #DIV/0!
[5 empty] | #DIV/0! | #DIV/0! | #DIV/0! | 0.2 | 0 | 0 | #DIV/0! | #DIV/0! | #DIV/0! | #DIV/0! | #DIV/0! | #DIV/0! | #DIV/0! | #DIV/0! | #DIV/0! | #DIV/0! | 0.5 | 0 | 0 | #DIV/0! | #DIV/0! | #DIV/0! | #DIV/0! | #DIV/0! | #DIV/0! | #DIV/0! | #DIV/0! | #DIV/0! | #DIV/0! | 0.81 | 0 | 0 | #DIV/0! | #DIV/0! | #DIV/0! | #DIV/0! | #DIV/0! | #DIV/0! | #DIV/0! | #DIV/0! | #DIV/0! | #DIV/0!
[5 empty] | #DIV/0! | #DIV/0! | #DIV/0! | 0.2 | 0 | 0 | #DIV/0! | #DIV/0! | #DIV/0! | #DIV/0! | #DIV/0! | #DIV/0! | #DIV/0! | #DIV/0! | #DIV/0! | #DIV/0! | 0.5 | 0 | 0 | #DIV/0! | #DIV/0! | #DIV/0! | #DIV/0! | #DIV/0! | #DIV/0! | #DIV/0! | #DIV/0! | #DIV/0! | #DIV/0! | 0.81 | 0 | 0 | #DIV/0! | #DIV/0! | #DIV/0! | #DIV/0! | #DIV/0! | #DIV/0! | #DIV/0! | #DIV/0! | #DIV/0! | #DIV/0!
[5 empty] | #DIV/0! | #DIV/0! | #DIV/0! | 0.2 | 0 | 0 | #DIV/0! | #DIV/0! | #DIV/0! | #DIV/0! | #DIV/0! | #DIV/0! | #DIV/0! | #DIV/0! | #DIV/0! | #DIV/0! | 0.5 | 0 | 0 | #DIV/0! | #DIV/0! | #DIV/0! | #DIV/0! | #DIV/0! | #DIV/0! | #DIV/0! | #DIV/0! | #DIV/0! | #DIV/0! | 0.81 | 0 | 0 | #DIV/0! | #DIV/0! | #DIV/0! | #DIV/0! | #DIV/0! | #DIV/0! | #DIV/0! | #DIV/0! | #DIV/0! | #DIV/0!
[5 empty] | #DIV/0! | #DIV/0! | #DIV/0! | 0.2 | 0 | 0 | #DIV/0! | #DIV/0! | #DIV/0! | #DIV/0! | #DIV/0! | #DIV/0! | #DIV/0! | #DIV/0! | #DIV/0! | #DIV/0! | 0.5 | 0 | 0 | #DIV/0! | #DIV/0! | #DIV/0! | #DIV/0! | #DIV/0! | #DIV/0! | #DIV/0! | #DIV/0! | #DIV/0! | #DIV/0! | 0.81 | 0 | 0 | #DIV/0! | #DIV/0! | #DIV/0! | #DIV/0! | #DIV/0! | #DIV/0! | #DIV/0! | #DIV/0! | #DIV/0! | #DIV/0!
[5 empty] | #DIV/0! | #DIV/0! | #DIV/0! | 0.2 | 0 | 0 | #DIV/0! | #DIV/0! | #DIV/0! | #DIV/0! | #DIV/0! | #DIV/0! | #DIV/0! | #DIV/0! | #DIV/0! | #DIV/0! | 0.5 | 0 | 0 | #DIV/0! | #DIV/0! | #DIV/0! | #DIV/0! | #DIV/0! | #DIV/0! | #DIV/0! | #DIV/0! | #DIV/0! | #DIV/0! | 0.81 | 0 | 0 | #DIV/0! | #DIV/0! | #DIV/0! | #DIV/0! | #DIV/0! | #DIV/0! | #DIV/0! | #DIV/0! | #DIV/0! | #DIV/0!
[5 empty] | #DIV/0! | #DIV/0! | #DIV/0! | 0.2 | 0 | 0 | #DIV/0! | #DIV/0! | #DIV/0! | #DIV/0! | #DIV/0! | #DIV/0! | #DIV/0! | #DIV/0! | #DIV/0! | #DIV/0! | 0.5 | 0 | 0 | #DIV/0! | #DIV/0! | #DIV/0! | #DIV/0! | #DIV/0! | #DIV/0! | #DIV/0! | #DIV/0! | #DIV/0! | #DIV/0! | 0.81 | 0 | 0 | #DIV/0! | #DIV/0! | #DIV/0! | #DIV/0! | #DIV/0! | #DIV/0! | #DIV/0! | #DIV/0! | #DIV/0! | #DIV/0!
[5 empty] | #DIV/0! | #DIV/0! | #DIV/0! | 0.2 | 0 | 0 | #DIV/0! | #DIV/0! | #DIV/0! | #DIV/0! | #DIV/0! | #DIV/0! | #DIV/0! | #DIV/0! | #DIV/0! | #DIV/0! | 0.5 | 0 | 0 | #DIV/0! | #DIV/0! | #DIV/0! | #DIV/0! | #DIV/0! | #DIV/0! | #DIV/0! | #DIV/0! | #DIV/0! | #DIV/0! | 0.81 | 0 | 0 | #DIV/0! | #DIV/0! | #DIV/0! | #DIV/0! | #DIV/0! | #DIV/0! | #DIV/0! | #DIV/0! | #DIV/0! | #DIV/0!
[5 empty] | #DIV/0! | #DIV/0! | #DIV/0! | 0.2 | 0 | 0 | #DIV/0! | #DIV/0! | #DIV/0! | #DIV/0! | #DIV/0! | #DIV/0! | #DIV/0! | #DIV/0! | #DIV/0! | #DIV/0! | 0.5 | 0 | 0 | #DIV/0! | #DIV/0! | #DIV/0! | #DIV/0! | #DIV/0! | #DIV/0! | #DIV/0! | #DIV/0! | #DIV/0! | #DIV/0! | 0.81 | 0 | 0 | #DIV/0! | #DIV/0! | #DIV/0! | #DIV/0! | #DIV/0! | #DIV/0! | #DIV/0! | #DIV/0! | #DIV/0! | #DIV/0!
[5 empty] | #DIV/0! | #DIV/0! | #DIV/0! | 0.2 | 0 | 0 | #DIV/0! | #DIV/0! | #DIV/0! | #DIV/0! | #DIV/0! | #DIV/0! | #DIV/0! | #DIV/0! | #DIV/0! | #DIV/0! | 0.5 | 0 | 0 | #DIV/0! | #DIV/0! | #DIV/0! | #DIV/0! | #DIV/0! | #DIV/0! | #DIV/0! | #DIV/0! | #DIV/0! | #DIV/0! | 0.81 | 0 | 0 | #DIV/0! | #DIV/0! | #DIV/0! | #DIV/0! | #DIV/0! | #DIV/0! | #DIV/0! | #DIV/0! | #DIV/0! | #DIV/0!
[5 empty] | #DIV/0! | #DIV/0! | #DIV/0! | 0.2 | 0 | 0 | #DIV/0! | #DIV/0! | #DIV/0! | #DIV/0! | #DIV/0! | #DIV/0! | #DIV/0! | #DIV/0! | #DIV/0! | #DIV/0! | 0.5 | 0 | 0 | #DIV/0! | #DIV/0! | #DIV/0! | #DIV/0! | #DIV/0! | #DIV/0! | #DIV/0! | #DIV/0! | #DIV/0! | #DIV/0! | 0.81 | 0 | 0 | #DIV/0! | #DIV/0! | #DIV/0! | #DIV/0! | #DIV/0! | #DIV/0! | #DIV/0! | #DIV/0! | #DIV/0! | #DIV/0!
[5 empty] | #DIV/0! | #DIV/0! | #DIV/0! | 0.2 | 0 | 0 | #DIV/0! | #DIV/0! | #DIV/0! | #DIV/0! | #DIV/0! | #DIV/0! | #DIV/0! | #DIV/0! | #DIV/0! | #DIV/0! | 0.5 | 0 | 0 | #DIV/0! | #DIV/0! | #DIV/0! | #DIV/0! | #DIV/0! | #DIV/0! | #DIV/0! | #DIV/0! | #DIV/0! | #DIV/0! | 0.81 | 0 | 0 | #DIV/0! | #DIV/0! | #DIV/0! | #DIV/0! | #DIV/0! | #DIV/0! | #DIV/0! | #DIV/0! | #DIV/0! | #DIV/0!
[5 empty] | #DIV/0! | #DIV/0! | #DIV/0! | 0.2 | 0 | 0 | #DIV/0! | #DIV/0! | #DIV/0! | #DIV/0! | #DIV/0! | #DIV/0! | #DIV/0! | #DIV/0! | #DIV/0! | #DIV/0! | 0.5 | 0 | 0 | #DIV/0! | #DIV/0! | #DIV/0! | #DIV/0! | #DIV/0! | #DIV/0! | #DIV/0! | #DIV/0! | #DIV/0! | #DIV/0! | 0.81 | 0 | 0 | #DIV/0! | #DIV/0! | #DIV/0! | #DIV/0! | #DIV/0! | #DIV/0! | #DIV/0! | #DIV/0! | #DIV/0! | #DIV/0!
[5 empty] | #DIV/0! | #DIV/0! | #DIV/0! | 0.2 | 0 | 0 | #DIV/0! | #DIV/0! | #DIV/0! | #DIV/0! | #DIV/0! | #DIV/0! | #DIV/0! | #DIV/0! | #DIV/0! | #DIV/0! | 0.5 | 0 | 0 | #DIV/0! | #DIV/0! | #DIV/0! | #DIV/0! | #DIV/0! | #DIV/0! | #DIV/0! | #DIV/0! | #DIV/0! | #DIV/0! | 0.81 | 0 | 0 | #DIV/0! | #DIV/0! | #DIV/0! | #DIV/0! | #DIV/0! | #DIV/0! | #DIV/0! | #DIV/0! | #DIV/0! | #DIV/0!
[5 empty] | #DIV/0! | #DIV/0! | #DIV/0! | 0.2 | 0 | 0 | #DIV/0! | #DIV/0! | #DIV/0! | #DIV/0! | #DIV/0! | #DIV/0! | #DIV/0! | #DIV/0! | #DIV/0! | #DIV/0! | 0.5 | 0 | 0 | #DIV/0! | #DIV/0! | #DIV/0! | #DIV/0! | #DIV/0! | #DIV/0! | #DIV/0! | #DIV/0! | #DIV/0! | #DIV/0! | 0.81 | 0 | 0 | #DIV/0! | #DIV/0! | #DIV/0! | #DIV/0! | #DIV/0! | #DIV/0! | #DIV/0! | #DIV/0! | #DIV/0! | #DIV/0!
[5 empty] | #DIV/0! | #DIV/0! | #DIV/0! | 0.2 | 0 | 0 | #DIV/0! | #DIV/0! | #DIV/0! | #DIV/0! | #DIV/0! | #DIV/0! | #DIV/0! | #DIV/0! | #DIV/0! | #DIV/0! | 0.5 | 0 | 0 | #DIV/0! | #DIV/0! | #DIV/0! | #DIV/0! | #DIV/0! | #DIV/0! | #DIV/0! | #DIV/0! | #DIV/0! | #DIV/0! | 0.81 | 0 | 0 | #DIV/0! | #DIV/0! | #DIV/0! | #DIV/0! | #DIV/0! | #DIV/0! | #DIV/0! | #DIV/0! | #DIV/0! | #DIV/0!
[5 empty] | #DIV/0! | #DIV/0! | #DIV/0! | 0.2 | 0 | 0 | #DIV/0! | #DIV/0! | #DIV/0! | #DIV/0! | #DIV/0! | #DIV/0! | #DIV/0! | #DIV/0! | #DIV/0! | #DIV/0! | 0.5 | 0 | 0 | #DIV/0! | #DIV/0! | #DIV/0! | #DIV/0! | #DIV/0! | #DIV/0! | #DIV/0! | #DIV/0! | #DIV/0! | #DIV/0! | 0.81 | 0 | 0 | #DIV/0! | #DIV/0! | #DIV/0! | #DIV/0! | #DIV/0! | #DIV/0! | #DIV/0! | #DIV/0! | #DIV/0! | #DIV/0!
[5 empty] | #DIV/0! | #DIV/0! | #DIV/0! | 0.2 | 0 | 0 | #DIV/0! | #DIV/0! | #DIV/0! | #DIV/0! | #DIV/0! | #DIV/0! | #DIV/0! | #DIV/0! | #DIV/0! | #DIV/0! | 0.5 | 0 | 0 | #DIV/0! | #DIV/0! | #DIV/0! | #DIV/0! | #DIV/0! | #DIV/0! | #DIV/0! | #DIV/0! | #DIV/0! | #DIV/0! | 0.81 | 0 | 0 | #DIV/0! | #DIV/0! | #DIV/0! | #DIV/0! | #DIV/0! | #DIV/0! | #DIV/0! | #DIV/0! | #DIV/0! | #DIV/0!
[5 empty] | #DIV/0! | #DIV/0! | #DIV/0! | 0.2 | 0 | 0 | #DIV/0! | #DIV/0! | #DIV/0! | #DIV/0! | #DIV/0! | #DIV/0! | #DIV/0! | #DIV/0! | #DIV/0! | #DIV/0! | 0.5 | 0 | 0 | #DIV/0! | #DIV/0! | #DIV/0! | #DIV/0! | #DIV/0! | #DIV/0! | #DIV/0! | #DIV/0! | #DIV/0! | #DIV/0! | 0.81 | 0 | 0 | #DIV/0! | #DIV/0! | #DIV/0! | #DIV/0! | #DIV/0! | #DIV/0! | #DIV/0! | #DIV/0! | #DIV/0! | #DIV/0!
[5 empty] | #DIV/0! | #DIV/0! | #DIV/0! | 0.2 | 0 | 0 | #DIV/0! | #DIV/0! | #DIV/0! | #DIV/0! | #DIV/0! | #DIV/0! | #DIV/0! | #DIV/0! | #DIV/0! | #DIV/0! | 0.5 | 0 | 0 | #DIV/0! | #DIV/0! | #DIV/0! | #DIV/0! | #DIV/0! | #DIV/0! | #DIV/0! | #DIV/0! | #DIV/0! | #DIV/0! | 0.81 | 0 | 0 | #DIV/0! | #DIV/0! | #DIV/0! | #DIV/0! | #DIV/0! | #DIV/0! | #DIV/0! | #DIV/0! | #DIV/0! | #DIV/0!
[5 empty] | #DIV/0! | #DIV/0! | #DIV/0! | 0.2 | 0 | 0 | #DIV/0! | #DIV/0! | #DIV/0! | #DIV/0! | #DIV/0! | #DIV/0! | #DIV/0! | #DIV/0! | #DIV/0! | #DIV/0! | 0.5 | 0 | 0 | #DIV/0! | #DIV/0! | #DIV/0! | #DIV/0! | #DIV/0! | #DIV/0! | #DIV/0! | #DIV/0! | #DIV/0! | #DIV/0! | 0.81 | 0 | 0 | #DIV/0! | #DIV/0! | #DIV/0! | #DIV/0! | #DIV/0! | #DIV/0! | #DIV/0! | #DIV/0! | #DIV/0! | #DIV/0!
[5 empty] | #DIV/0! | #DIV/0! | #DIV/0! | 0.2 | 0 | 0 | #DIV/0! | #DIV/0! | #DIV/0! | #DIV/0! | #DIV/0! | #DIV/0! | #DIV/0! | #DIV/0! | #DIV/0! | #DIV/0! | 0.5 | 0 | 0 | #DIV/0! | #DIV/0! | #DIV/0! | #DIV/0! | #DIV/0! | #DIV/0! | #DIV/0! | #DIV/0! | #DIV/0! | #DIV/0! | 0.81 | 0 | 0 | #DIV/0! | #DIV/0! | #DIV/0! | #DIV/0! | #DIV/0! | #DIV/0! | #DIV/0! | #DIV/0! | #DIV/0! | #DIV/0!
[5 empty] | #DIV/0! | #DIV/0! | #DIV/0! | 0.2 | 0 | 0 | #DIV/0! | #DIV/0! | #DIV/0! | #DIV/0! | #DIV/0! | #DIV/0! | #DIV/0! | #DIV/0! | #DIV/0! | #DIV/0! | 0.5 | 0 | 0 | #DIV/0! | #DIV/0! | #DIV/0! | #DIV/0! | #DIV/0! | #DIV/0! | #DIV/0! | #DIV/0! | #DIV/0! | #DIV/0! | 0.81 | 0 | 0 | #DIV/0! | #DIV/0! | #DIV/0! | #DIV/0! | #DIV/0! | #DIV/0! | #DIV/0! | #DIV/0! | #DIV/0! | #DIV/0!
[5 empty] | #DIV/0! | #DIV/0! | #DIV/0! | 0.2 | 0 | 0 | #DIV/0! | #DIV/0! | #DIV/0! | #DIV/0! | #DIV/0! | #DIV/0! | #DIV/0! | #DIV/0! | #DIV/0! | #DIV/0! | 0.5 | 0 | 0 | #DIV/0! | #DIV/0! | #DIV/0! | #DIV/0! | #DIV/0! | #DIV/0! | #DIV/0! | #DIV/0! | #DIV/0! | #DIV/0! | 0.81 | 0 | 0 | #DIV/0! | #DIV/0! | #DIV/0! | #DIV/0! | #DIV/0! | #DIV/0! | #DIV/0! | #DIV/0! | #DIV/0! | #DIV/0!
[5 empty] | #DIV/0! | #DIV/0! | #DIV/0! | 0.2 | 0 | 0 | #DIV/0! | #DIV/0! | #DIV/0! | #DIV/0! | #DIV/0! | #DIV/0! | #DIV/0! | #DIV/0! | #DIV/0! | #DIV/0! | 0.5 | 0 | 0 | #DIV/0! | #DIV/0! | #DIV/0! | #DIV/0! | #DIV/0! | #DIV/0! | #DIV/0! | #DIV/0! | #DIV/0! | #DIV/0! | 0.81 | 0 | 0 | #DIV/0! | #DIV/0! | #DIV/0! | #DIV/0! | #DIV/0! | #DIV/0! | #DIV/0! | #DIV/0! | #DIV/0! | #DIV/0!
[5 empty] | #DIV/0! | #DIV/0! | #DIV/0! | 0.2 | 0 | 0 | #DIV/0! | #DIV/0! | #DIV/0! | #DIV/0! | #DIV/0! | #DIV/0! | #DIV/0! | #DIV/0! | #DIV/0! | #DIV/0! | 0.5 | 0 | 0 | #DIV/0! | #DIV/0! | #DIV/0! | #DIV/0! | #DIV/0! | #DIV/0! | #DIV/0! | #DIV/0! | #DIV/0! | #DIV/0! | 0.81 | 0 | 0 | #DIV/0! | #DIV/0! | #DIV/0! | #DIV/0! | #DIV/0! | #DIV/0! | #DIV/0! | #DIV/0! | #DIV/0! | #DIV/0!
[5 empty] | #DIV/0! | #DIV/0! | #DIV/0! | 0.2 | 0 | 0 | #DIV/0! | #DIV/0! | #DIV/0! | #DIV/0! | #DIV/0! | #DIV/0! | #DIV/0! | #DIV/0! | #DIV/0! | #DIV/0! | 0.5 | 0 | 0 | #DIV/0! | #DIV/0! | #DIV/0! | #DIV/0! | #DIV/0! | #DIV/0! | #DIV/0! | #DIV/0! | #DIV/0! | #DIV/0! | 0.81 | 0 | 0 | #DIV/0! | #DIV/0! | #DIV/0! | #DIV/0! | #DIV/0! | #DIV/0! | #DIV/0! | #DIV/0! | #DIV/0! | #DIV/0!
[5 empty] | #DIV/0! | #DIV/0! | #DIV/0! | 0.2 | 0 | 0 | #DIV/0! | #DIV/0! | #DIV/0! | #DIV/0! | #DIV/0! | #DIV/0! | #DIV/0! | #DIV/0! | #DIV/0! | #DIV/0! | 0.5 | 0 | 0 | #DIV/0! | #DIV/0! | #DIV/0! | #DIV/0! | #DIV/0! | #DIV/0! | #DIV/0! | #DIV/0! | #DIV/0! | #DIV/0! | 0.81 | 0 | 0 | #DIV/0! | #DIV/0! | #DIV/0! | #DIV/0! | #DIV/0! | #DIV/0! | #DIV/0! | #DIV/0! | #DIV/0! | #DIV/0!
[5 empty] | #DIV/0! | #DIV/0! | #DIV/0! | 0.2 | 0 | 0 | #DIV/0! | #DIV/0! | #DIV/0! | #DIV/0! | #DIV/0! | #DIV/0! | #DIV/0! | #DIV/0! | #DIV/0! | #DIV/0! | 0.5 | 0 | 0 | #DIV/0! | #DIV/0! | #DIV/0! | #DIV/0! | #DIV/0! | #DIV/0! | #DIV/0! | #DIV/0! | #DIV/0! | #DIV/0! | 0.81 | 0 | 0 | #DIV/0! | #DIV/0! | #DIV/0! | #DIV/0! | #DIV/0! | #DIV/0! | #DIV/0! | #DIV/0! | #DIV/0! | #DIV/0!
[5 empty] | #DIV/0! | #DIV/0! | #DIV/0! | 0.2 | 0 | 0 | #DIV/0! | #DIV/0! | #DIV/0! | #DIV/0! | #DIV/0! | #DIV/0! | #DIV/0! | #DIV/0! | #DIV/0! | #DIV/0! | 0.5 | 0 | 0 | #DIV/0! | #DIV/0! | #DIV/0! | #DIV/0! | #DIV/0! | #DIV/0! | #DIV/0! | #DIV/0! | #DIV/0! | #DIV/0! | 0.81 | 0 | 0 | #DIV/0! | #DIV/0! | #DIV/0! | #DIV/0! | #DIV/0! | #DIV/0! | #DIV/0! | #DIV/0! | #DIV/0! | #DIV/0!
[5 empty] | #DIV/0! | #DIV/0! | #DIV/0! | 0.2 | 0 | 0 | #DIV/0! | #DIV/0! | #DIV/0! | #DIV/0! | #DIV/0! | #DIV/0! | #DIV/0! | #DIV/0! | #DIV/0! | #DIV/0! | 0.5 | 0 | 0 | #DIV/0! | #DIV/0! | #DIV/0! | #DIV/0! | #DIV/0! | #DIV/0! | #DIV/0! | #DIV/0! | #DIV/0! | #DIV/0! | 0.81 | 0 | 0 | #DIV/0! | #DIV/0! | #DIV/0! | #DIV/0! | #DIV/0! | #DIV/0! | #DIV/0! | #DIV/0! | #DIV/0! | #DIV/0!
[5 empty] | #DIV/0! | #DIV/0! | #DIV/0! | 0.2 | 0 | 0 | #DIV/0! | #DIV/0! | #DIV/0! | #DIV/0! | #DIV/0! | #DIV/0! | #DIV/0! | #DIV/0! | #DIV/0! | #DIV/0! | 0.5 | 0 | 0 | #DIV/0! | #DIV/0! | #DIV/0! | #DIV/0! | #DIV/0! | #DIV/0! | #DIV/0! | #DIV/0! | #DIV/0! | #DIV/0! | 0.81 | 0 | 0 | #DIV/0! | #DIV/0! | #DIV/0! | #DIV/0! | #DIV/0! | #DIV/0! | #DIV/0! | #DIV/0! | #DIV/0! | #DIV/0!
[5 empty] | #DIV/0! | #DIV/0! | #DIV/0! | 0.2 | 0 | 0 | #DIV/0! | #DIV/0! | #DIV/0! | #DIV/0! | #DIV/0! | #DIV/0! | #DIV/0! | #DIV/0! | #DIV/0! | #DIV/0! | 0.5 | 0 | 0 | #DIV/0! | #DIV/0! | #DIV/0! | #DIV/0! | #DIV/0! | #DIV/0! | #DIV/0! | #DIV/0! | #DIV/0! | #DIV/0! | 0.81 | 0 | 0 | #DIV/0! | #DIV/0! | #DIV/0! | #DIV/0! | #DIV/0! | #DIV/0! | #DIV/0! | #DIV/0! | #DIV/0! | #DIV/0!
[5 empty] | #DIV/0! | #DIV/0! | #DIV/0! | 0.2 | 0 | 0 | #DIV/0! | #DIV/0! | #DIV/0! | #DIV/0! | #DIV/0! | #DIV/0! | #DIV/0! | #DIV/0! | #DIV/0! | #DIV/0! | 0.5 | 0 | 0 | #DIV/0! | #DIV/0! | #DIV/0! | #DIV/0! | #DIV/0! | #DIV/0! | #DIV/0! | #DIV/0! | #DIV/0! | #DIV/0! | 0.81 | 0 | 0 | #DIV/0! | #DIV/0! | #DIV/0! | #DIV/0! | #DIV/0! | #DIV/0! | #DIV/0! | #DIV/0! | #DIV/0! | #DIV/0!
[5 empty] | #DIV/0! | #DIV/0! | #DIV/0! | 0.2 | 0 | 0 | #DIV/0! | #DIV/0! | #DIV/0! | #DIV/0! | #DIV/0! | #DIV/0! | #DIV/0! | #DIV/0! | #DIV/0! | #DIV/0! | 0.5 | 0 | 0 | #DIV/0! | #DIV/0! | #DIV/0! | #DIV/0! | #DIV/0! | #DIV/0! | #DIV/0! | #DIV/0! | #DIV/0! | #DIV/0! | 0.81 | 0 | 0 | #DIV/0! | #DIV/0! | #DIV/0! | #DIV/0! | #DIV/0! | #DIV/0! | #DIV/0! | #DIV/0! | #DIV/0! | #DIV/0!
[5 empty] | #DIV/0! | #DIV/0! | #DIV/0! | 0.2 | 0 | 0 | #DIV/0! | #DIV/0! | #DIV/0! | #DIV/0! | #DIV/0! | #DIV/0! | #DIV/0! | #DIV/0! | #DIV/0! | #DIV/0! | 0.5 | 0 | 0 | #DIV/0! | #DIV/0! | #DIV/0! | #DIV/0! | #DIV/0! | #DIV/0! | #DIV/0! | #DIV/0! | #DIV/0! | #DIV/0! | 0.81 | 0 | 0 | #DIV/0! | #DIV/0! | #DIV/0! | #DIV/0! | #DIV/0! | #DIV/0! | #DIV/0! | #DIV/0! | #DIV/0! | #DIV/0!
[5 empty] | #DIV/0! | #DIV/0! | #DIV/0! | 0.2 | 0 | 0 | #DIV/0! | #DIV/0! | #DIV/0! | #DIV/0! | #DIV/0! | #DIV/0! | #DIV/0! | #DIV/0! | #DIV/0! | #DIV/0! | 0.5 | 0 | 0 | #DIV/0! | #DIV/0! | #DIV/0! | #DIV/0! | #DIV/0! | #DIV/0! | #DIV/0! | #DIV/0! | #DIV/0! | #DIV/0! | 0.81 | 0 | 0 | #DIV/0! | #DIV/0! | #DIV/0! | #DIV/0! | #DIV/0! | #DIV/0! | #DIV/0! | #DIV/0! | #DIV/0! | #DIV/0!
[5 empty] | #DIV/0! | #DIV/0! | #DIV/0! | 0.2 | 0 | 0 | #DIV/0! | #DIV/0! | #DIV/0! | #DIV/0! | #DIV/0! | #DIV/0! | #DIV/0! | #DIV/0! | #DIV/0! | #DIV/0! | 0.5 | 0 | 0 | #DIV/0! | #DIV/0! | #DIV/0! | #DIV/0! | #DIV/0! | #DIV/0! | #DIV/0! | #DIV/0! | #DIV/0! | #DIV/0! | 0.81 | 0 | 0 | #DIV/0! | #DIV/0! | #DIV/0! | #DIV/0! | #DIV/0! | #DIV/0! | #DIV/0! | #DIV/0! | #DIV/0! | #DIV/0!
[5 empty] | #DIV/0! | #DIV/0! | #DIV/0! | 0.2 | 0 | 0 | #DIV/0! | #DIV/0! | #DIV/0! | #DIV/0! | #DIV/0! | #DIV/0! | #DIV/0! | #DIV/0! | #DIV/0! | #DIV/0! | 0.5 | 0 | 0 | #DIV/0! | #DIV/0! | #DIV/0! | #DIV/0! | #DIV/0! | #DIV/0! | #DIV/0! | #DIV/0! | #DIV/0! | #DIV/0! | 0.81 | 0 | 0 | #DIV/0! | #DIV/0! | #DIV/0! | #DIV/0! | #DIV/0! | #DIV/0! | #DIV/0! | #DIV/0! | #DIV/0! | #DIV/0!
[5 empty] | #DIV/0! | #DIV/0! | #DIV/0! | 0.2 | 0 | 0 | #DIV/0! | #DIV/0! | #DIV/0! | #DIV/0! | #DIV/0! | #DIV/0! | #DIV/0! | #DIV/0! | #DIV/0! | #DIV/0! | 0.5 | 0 | 0 | #DIV/0! | #DIV/0! | #DIV/0! | #DIV/0! | #DIV/0! | #DIV/0! | #DIV/0! | #DIV/0! | #DIV/0! | #DIV/0! | 0.81 | 0 | 0 | #DIV/0! | #DIV/0! | #DIV/0! | #DIV/0! | #DIV/0! | #DIV/0! | #DIV/0! | #DIV/0! | #DIV/0! | #DIV/0!
[5 empty] | #DIV/0! | #DIV/0! | #DIV/0! | 0.2 | 0 | 0 | #DIV/0! | #DIV/0! | #DIV/0! | #DIV/0! | #DIV/0! | #DIV/0! | #DIV/0! | #DIV/0! | #DIV/0! | #DIV/0! | 0.5 | 0 | 0 | #DIV/0! | #DIV/0! | #DIV/0! | #DIV/0! | #DIV/0! | #DIV/0! | #DIV/0! | #DIV/0! | #DIV/0! | #DIV/0! | 0.81 | 0 | 0 | #DIV/0! | #DIV/0! | #DIV/0! | #DIV/0! | #DIV/0! | #DIV/0! | #DIV/0! | #DIV/0! | #DIV/0! | #DIV/0!
[5 empty] | #DIV/0! | #DIV/0! | #DIV/0! | 0.2 | 0 | 0 | #DIV/0! | #DIV/0! | #DIV/0! | #DIV/0! | #DIV/0! | #DIV/0! | #DIV/0! | #DIV/0! | #DIV/0! | #DIV/0! | 0.5 | 0 | 0 | #DIV/0! | #DIV/0! | #DIV/0! | #DIV/0! | #DIV/0! | #DIV/0! | #DIV/0! | #DIV/0! | #DIV/0! | #DIV/0! | 0.81 | 0 | 0 | #DIV/0! | #DIV/0! | #DIV/0! | #DIV/0! | #DIV/0! | #DIV/0! | #DIV/0! | #DIV/0! | #DIV/0! | #DIV/0!
[5 empty] | #DIV/0! | #DIV/0! | #DIV/0! | 0.2 | 0 | 0 | #DIV/0! | #DIV/0! | #DIV/0! | #DIV/0! | #DIV/0! | #DIV/0! | #DIV/0! | #DIV/0! | #DIV/0! | #DIV/0! | 0.5 | 0 | 0 | #DIV/0! | #DIV/0! | #DIV/0! | #DIV/0! | #DIV/0! | #DIV/0! | #DIV/0! | #DIV/0! | #DIV/0! | #DIV/0! | 0.81 | 0 | 0 | #DIV/0! | #DIV/0! | #DIV/0! | #DIV/0! | #DIV/0! | #DIV/0! | #DIV/0! | #DIV/0! | #DIV/0! | #DIV/0!
[5 empty] | #DIV/0! | #DIV/0! | #DIV/0! | 0.2 | 0 | 0 | #DIV/0! | #DIV/0! | #DIV/0! | #DIV/0! | #DIV/0! | #DIV/0! | #DIV/0! | #DIV/0! | #DIV/0! | #DIV/0! | 0.5 | 0 | 0 | #DIV/0! | #DIV/0! | #DIV/0! | #DIV/0! | #DIV/0! | #DIV/0! | #DIV/0! | #DIV/0! | #DIV/0! | #DIV/0! | 0.81 | 0 | 0 | #DIV/0! | #DIV/0! | #DIV/0! | #DIV/0! | #DIV/0! | #DIV/0! | #DIV/0! | #DIV/0! | #DIV/0! | #DIV/0!
[5 empty] | #DIV/0! | #DIV/0! | #DIV/0! | 0.2 | 0 | 0 | #DIV/0! | #DIV/0! | #DIV/0! | #DIV/0! | #DIV/0! | #DIV/0! | #DIV/0! | #DIV/0! | #DIV/0! | #DIV/0! | 0.5 | 0 | 0 | #DIV/0! | #DIV/0! | #DIV/0! | #DIV/0! | #DIV/0! | #DIV/0! | #DIV/0! | #DIV/0! | #DIV/0! | #DIV/0! | 0.81 | 0 | 0 | #DIV/0! | #DIV/0! | #DIV/0! | #DIV/0! | #DIV/0! | #DIV/0! | #DIV/0! | #DIV/0! | #DIV/0! | #DIV/0!
[5 empty] | #DIV/0! | #DIV/0! | #DIV/0! | 0.2 | 0 | 0 | #DIV/0! | #DIV/0! | #DIV/0! | #DIV/0! | #DIV/0! | #DIV/0! | #DIV/0! | #DIV/0! | #DIV/0! | #DIV/0! | 0.5 | 0 | 0 | #DIV/0! | #DIV/0! | #DIV/0! | #DIV/0! | #DIV/0! | #DIV/0! | #DIV/0! | #DIV/0! | #DIV/0! | #DIV/0! | 0.81 | 0 | 0 | #DIV/0! | #DIV/0! | #DIV/0! | #DIV/0! | #DIV/0! | #DIV/0! | #DIV/0! | #DIV/0! | #DIV/0! | #DIV/0!
[5 empty] | #DIV/0! | #DIV/0! | #DIV/0! | 0.2 | 0 | 0 | #DIV/0! | #DIV/0! | #DIV/0! | #DIV/0! | #DIV/0! | #DIV/0! | #DIV/0! | #DIV/0! | #DIV/0! | #DIV/0! | 0.5 | 0 | 0 | #DIV/0! | #DIV/0! | #DIV/0! | #DIV/0! | #DIV/0! | #DIV/0! | #DIV/0! | #DIV/0! | #DIV/0! | #DIV/0! | 0.81 | 0 | 0 | #DIV/0! | #DIV/0! | #DIV/0! | #DIV/0! | #DIV/0! | #DIV/0! | #DIV/0! | #DIV/0! | #DIV/0! | #DIV/0!
[5 empty] | #DIV/0! | #DIV/0! | #DIV/0! | 0.2 | 0 | 0 | #DIV/0! | #DIV/0! | #DIV/0! | #DIV/0! | #DIV/0! | #DIV/0! | #DIV/0! | #DIV/0! | #DIV/0! | #DIV/0! | 0.5 | 0 | 0 | #DIV/0! | #DIV/0! | #DIV/0! | #DIV/0! | #DIV/0! | #DIV/0! | #DIV/0! | #DIV/0! | #DIV/0! | #DIV/0! | 0.81 | 0 | 0 | #DIV/0! | #DIV/0! | #DIV/0! | #DIV/0! | #DIV/0! | #DIV/0! | #DIV/0! | #DIV/0! | #DIV/0! | #DIV/0!
[5 empty] | #DIV/0! | #DIV/0! | #DIV/0! | 0.2 | 0 | 0 | #DIV/0! | #DIV/0! | #DIV/0! | #DIV/0! | #DIV/0! | #DIV/0! | #DIV/0! | #DIV/0! | #DIV/0! | #DIV/0! | 0.5 | 0 | 0 | #DIV/0! | #DIV/0! | #DIV/0! | #DIV/0! | #DIV/0! | #DIV/0! | #DIV/0! | #DIV/0! | #DIV/0! | #DIV/0! | 0.81 | 0 | 0 | #DIV/0! | #DIV/0! | #DIV/0! | #DIV/0! | #DIV/0! | #DIV/0! | #DIV/0! | #DIV/0! | #DIV/0! | #DIV/0!
[5 empty] | #DIV/0! | #DIV/0! | #DIV/0! | 0.2 | 0 | 0 | #DIV/0! | #DIV/0! | #DIV/0! | #DIV/0! | #DIV/0! | #DIV/0! | #DIV/0! | #DIV/0! | #DIV/0! | #DIV/0! | 0.5 | 0 | 0 | #DIV/0! | #DIV/0! | #DIV/0! | #DIV/0! | #DIV/0! | #DIV/0! | #DIV/0! | #DIV/0! | #DIV/0! | #DIV/0! | 0.81 | 0 | 0 | #DIV/0! | #DIV/0! | #DIV/0! | #DIV/0! | #DIV/0! | #DIV/0! | #DIV/0! | #DIV/0! | #DIV/0! | #DIV/0!
[5 empty] | #DIV/0! | #DIV/0! | #DIV/0! | 0.2 | 0 | 0 | #DIV/0! | #DIV/0! | #DIV/0! | #DIV/0! | #DIV/0! | #DIV/0! | #DIV/0! | #DIV/0! | #DIV/0! | #DIV/0! | 0.5 | 0 | 0 | #DIV/0! | #DIV/0! | #DIV/0! | #DIV/0! | #DIV/0! | #DIV/0! | #DIV/0! | #DIV/0! | #DIV/0! | #DIV/0! | 0.81 | 0 | 0 | #DIV/0! | #DIV/0! | #DIV/0! | #DIV/0! | #DIV/0! | #DIV/0! | #DIV/0! | #DIV/0! | #DIV/0! | #DIV/0!
[5 empty] | #DIV/0! | #DIV/0! | #DIV/0! | 0.2 | 0 | 0 | #DIV/0! | #DIV/0! | #DIV/0! | #DIV/0! | #DIV/0! | #DIV/0! | #DIV/0! | #DIV/0! | #DIV/0! | #DIV/0! | 0.5 | 0 | 0 | #DIV/0! | #DIV/0! | #DIV/0! | #DIV/0! | #DIV/0! | #DIV/0! | #DIV/0! | #DIV/0! | #DIV/0! | #DIV/0! | 0.81 | 0 | 0 | #DIV/0! | #DIV/0! | #DIV/0! | #DIV/0! | #DIV/0! | #DIV/0! | #DIV/0! | #DIV/0! | #DIV/0! | #DIV/0!
[5 empty] | #DIV/0! | #DIV/0! | #DIV/0! | 0.2 | 0 | 0 | #DIV/0! | #DIV/0! | #DIV/0! | #DIV/0! | #DIV/0! | #DIV/0! | #DIV/0! | #DIV/0! | #DIV/0! | #DIV/0! | 0.5 | 0 | 0 | #DIV/0! | #DIV/0! | #DIV/0! | #DIV/0! | #DIV/0! | #DIV/0! | #DIV/0! | #DIV/0! | #DIV/0! | #DIV/0! | 0.81 | 0 | 0 | #DIV/0! | #DIV/0! | #DIV/0! | #DIV/0! | #DIV/0! | #DIV/0! | #DIV/0! | #DIV/0! | #DIV/0! | #DIV/0!
[5 empty] | #DIV/0! | #DIV/0! | #DIV/0! | 0.2 | 0 | 0 | #DIV/0! | #DIV/0! | #DIV/0! | #DIV/0! | #DIV/0! | #DIV/0! | #DIV/0! | #DIV/0! | #DIV/0! | #DIV/0! | 0.5 | 0 | 0 | #DIV/0! | #DIV/0! | #DIV/0! | #DIV/0! | #DIV/0! | #DIV/0! | #DIV/0! | #DIV/0! | #DIV/0! | #DIV/0! | 0.81 | 0 | 0 | #DIV/0! | #DIV/0! | #DIV/0! | #DIV/0! | #DIV/0! | #DIV/0! | #DIV/0! | #DIV/0! | #DIV/0! | #DIV/0!
[5 empty] | #DIV/0! | #DIV/0! | #DIV/0! | 0.2 | 0 | 0 | #DIV/0! | #DIV/0! | #DIV/0! | #DIV/0! | #DIV/0! | #DIV/0! | #DIV/0! | #DIV/0! | #DIV/0! | #DIV/0! | 0.5 | 0 | 0 | #DIV/0! | #DIV/0! | #DIV/0! | #DIV/0! | #DIV/0! | #DIV/0! | #DIV/0! | #DIV/0! | #DIV/0! | #DIV/0! | 0.81 | 0 | 0 | #DIV/0! | #DIV/0! | #DIV/0! | #DIV/0! | #DIV/0! | #DIV/0! | #DIV/0! | #DIV/0! | #DIV/0! | #DIV/0!
[5 empty] | #DIV/0! | #DIV/0! | #DIV/0! | 0.2 | 0 | 0 | #DIV/0! | #DIV/0! | #DIV/0! | #DIV/0! | #DIV/0! | #DIV/0! | #DIV/0! | #DIV/0! | #DIV/0! | #DIV/0! | 0.5 | 0 | 0 | #DIV/0! | #DIV/0! | #DIV/0! | #DIV/0! | #DIV/0! | #DIV/0! | #DIV/0! | #DIV/0! | #DIV/0! | #DIV/0! | 0.81 | 0 | 0 | #DIV/0! | #DIV/0! | #DIV/0! | #DIV/0! | #DIV/0! | #DIV/0! | #DIV/0! | #DIV/0! | #DIV/0! | #DIV/0!
[5 empty] | #DIV/0! | #DIV/0! | #DIV/0! | 0.2 | 0 | 0 | #DIV/0! | #DIV/0! | #DIV/0! | #DIV/0! | #DIV/0! | #DIV/0! | #DIV/0! | #DIV/0! | #DIV/0! | #DIV/0! | 0.5 | 0 | 0 | #DIV/0! | #DIV/0! | #DIV/0! | #DIV/0! | #DIV/0! | #DIV/0! | #DIV/0! | #DIV/0! | #DIV/0! | #DIV/0! | 0.81 | 0 | 0 | #DIV/0! | #DIV/0! | #DIV/0! | #DIV/0! | #DIV/0! | #DIV/0! | #DIV/0! | #DIV/0! | #DIV/0! | #DIV/0!
[5 empty] | #DIV/0! | #DIV/0! | #DIV/0! | 0.2 | 0 | 0 | #DIV/0! | #DIV/0! | #DIV/0! | #DIV/0! | #DIV/0! | #DIV/0! | #DIV/0! | #DIV/0! | #DIV/0! | #DIV/0! | 0.5 | 0 | 0 | #DIV/0! | #DIV/0! | #DIV/0! | #DIV/0! | #DIV/0! | #DIV/0! | #DIV/0! | #DIV/0! | #DIV/0! | #DIV/0! | 0.81 | 0 | 0 | #DIV/0! | #DIV/0! | #DIV/0! | #DIV/0! | #DIV/0! | #DIV/0! | #DIV/0! | #DIV/0! | #DIV/0! | #DIV/0!
[5 empty] | #DIV/0! | #DIV/0! | #DIV/0! | 0.2 | 0 | 0 | #DIV/0! | #DIV/0! | #DIV/0! | #DIV/0! | #DIV/0! | #DIV/0! | #DIV/0! | #DIV/0! | #DIV/0! | #DIV/0! | 0.5 | 0 | 0 | #DIV/0! | #DIV/0! | #DIV/0! | #DIV/0! | #DIV/0! | #DIV/0! | #DIV/0! | #DIV/0! | #DIV/0! | #DIV/0! | 0.81 | 0 | 0 | #DIV/0! | #DIV/0! | #DIV/0! | #DIV/0! | #DIV/0! | #DIV/0! | #DIV/0! | #DIV/0! | #DIV/0! | #DIV/0!
[5 empty] | #DIV/0! | #DIV/0! | #DIV/0! | 0.2 | 0 | 0 | #DIV/0! | #DIV/0! | #DIV/0! | #DIV/0! | #DIV/0! | #DIV/0! | #DIV/0! | #DIV/0! | #DIV/0! | #DIV/0! | 0.5 | 0 | 0 | #DIV/0! | #DIV/0! | #DIV/0! | #DIV/0! | #DIV/0! | #DIV/0! | #DIV/0! | #DIV/0! | #DIV/0! | #DIV/0! | 0.81 | 0 | 0 | #DIV/0! | #DIV/0! | #DIV/0! | #DIV/0! | #DIV/0! | #DIV/0! | #DIV/0! | #DIV/0! | #DIV/0! | #DIV/0!
[5 empty] | #DIV/0! | #DIV/0! | #DIV/0! | 0.2 | 0 | 0 | #DIV/0! | #DIV/0! | #DIV/0! | #DIV/0! | #DIV/0! | #DIV/0! | #DIV/0! | #DIV/0! | #DIV/0! | #DIV/0! | 0.5 | 0 | 0 | #DIV/0! | #DIV/0! | #DIV/0! | #DIV/0! | #DIV/0! | #DIV/0! | #DIV/0! | #DIV/0! | #DIV/0! | #DIV/0! | 0.81 | 0 | 0 | #DIV/0! | #DIV/0! | #DIV/0! | #DIV/0! | #DIV/0! | #DIV/0! | #DIV/0! | #DIV/0! | #DIV/0! | #DIV/0!
[5 empty] | #DIV/0! | #DIV/0! | #DIV/0! | 0.2 | 0 | 0 | #DIV/0! | #DIV/0! | #DIV/0! | #DIV/0! | #DIV/0! | #DIV/0! | #DIV/0! | #DIV/0! | #DIV/0! | #DIV/0! | 0.5 | 0 | 0 | #DIV/0! | #DIV/0! | #DIV/0! | #DIV/0! | #DIV/0! | #DIV/0! | #DIV/0! | #DIV/0! | #DIV/0! | #DIV/0! | 0.81 | 0 | 0 | #DIV/0! | #DIV/0! | #DIV/0! | #DIV/0! | #DIV/0! | #DIV/0! | #DIV/0! | #DIV/0! | #DIV/0! | #DIV/0!
[5 empty] | #DIV/0! | #DIV/0! | #DIV/0! | 0.2 | 0 | 0 | #DIV/0! | #DIV/0! | #DIV/0! | #DIV/0! | #DIV/0! | #DIV/0! | #DIV/0! | #DIV/0! | #DIV/0! | #DIV/0! | 0.5 | 0 | 0 | #DIV/0! | #DIV/0! | #DIV/0! | #DIV/0! | #DIV/0! | #DIV/0! | #DIV/0! | #DIV/0! | #DIV/0! | #DIV/0! | 0.81 | 0 | 0 | #DIV/0! | #DIV/0! | #DIV/0! | #DIV/0! | #DIV/0! | #DIV/0! | #DIV/0! | #DIV/0! | #DIV/0! | #DIV/0!
[5 empty] | #DIV/0! | #DIV/0! | #DIV/0! | 0.2 | 0 | 0 | #DIV/0! | #DIV/0! | #DIV/0! | #DIV/0! | #DIV/0! | #DIV/0! | #DIV/0! | #DIV/0! | #DIV/0! | #DIV/0! | 0.5 | 0 | 0 | #DIV/0! | #DIV/0! | #DIV/0! | #DIV/0! | #DIV/0! | #DIV/0! | #DIV/0! | #DIV/0! | #DIV/0! | #DIV/0! | 0.81 | 0 | 0 | #DIV/0! | #DIV/0! | #DIV/0! | #DIV/0! | #DIV/0! | #DIV/0! | #DIV/0! | #DIV/0! | #DIV/0! | #DIV/0!
[5 empty] | #DIV/0! | #DIV/0! | #DIV/0! | 0.2 | 0 | 0 | #DIV/0! | #DIV/0! | #DIV/0! | #DIV/0! | #DIV/0! | #DIV/0! | #DIV/0! | #DIV/0! | #DIV/0! | #DIV/0! | 0.5 | 0 | 0 | #DIV/0! | #DIV/0! | #DIV/0! | #DIV/0! | #DIV/0! | #DIV/0! | #DIV/0! | #DIV/0! | #DIV/0! | #DIV/0! | 0.81 | 0 | 0 | #DIV/0! | #DIV/0! | #DIV/0! | #DIV/0! | #DIV/0! | #DIV/0! | #DIV/0! | #DIV/0! | #DIV/0! | #DIV/0!
[5 empty] | #DIV/0! | #DIV/0! | #DIV/0! | 0.2 | 0 | 0 | #DIV/0! | #DIV/0! | #DIV/0! | #DIV/0! | #DIV/0! | #DIV/0! | #DIV/0! | #DIV/0! | #DIV/0! | #DIV/0! | 0.5 | 0 | 0 | #DIV/0! | #DIV/0! | #DIV/0! | #DIV/0! | #DIV/0! | #DIV/0! | #DIV/0! | #DIV/0! | #DIV/0! | #DIV/0! | 0.81 | 0 | 0 | #DIV/0! | #DIV/0! | #DIV/0! | #DIV/0! | #DIV/0! | #DIV/0! | #DIV/0! | #DIV/0! | #DIV/0! | #DIV/0!
[5 empty] | #DIV/0! | #DIV/0! | #DIV/0! | 0.2 | 0 | 0 | #DIV/0! | #DIV/0! | #DIV/0! | #DIV/0! | #DIV/0! | #DIV/0! | #DIV/0! | #DIV/0! | #DIV/0! | #DIV/0! | 0.5 | 0 | 0 | #DIV/0! | #DIV/0! | #DIV/0! | #DIV/0! | #DIV/0! | #DIV/0! | #DIV/0! | #DIV/0! | #DIV/0! | #DIV/0! | 0.81 | 0 | 0 | #DIV/0! | #DIV/0! | #DIV/0! | #DIV/0! | #DIV/0! | #DIV/0! | #DIV/0! | #DIV/0! | #DIV/0! | #DIV/0!
[5 empty] | #DIV/0! | #DIV/0! | #DIV/0! | 0.2 | 0 | 0 | #DIV/0! | #DIV/0! | #DIV/0! | #DIV/0! | #DIV/0! | #DIV/0! | #DIV/0! | #DIV/0! | #DIV/0! | #DIV/0! | 0.5 | 0 | 0 | #DIV/0! | #DIV/0! | #DIV/0! | #DIV/0! | #DIV/0! | #DIV/0! | #DIV/0! | #DIV/0! | #DIV/0! | #DIV/0! | 0.81 | 0 | 0 | #DIV/0! | #DIV/0! | #DIV/0! | #DIV/0! | #DIV/0! | #DIV/0! | #DIV/0! | #DIV/0! | #DIV/0! | #DIV/0!
[5 empty] | #DIV/0! | #DIV/0! | #DIV/0! | 0.2 | 0 | 0 | #DIV/0! | #DIV/0! | #DIV/0! | #DIV/0! | #DIV/0! | #DIV/0! | #DIV/0! | #DIV/0! | #DIV/0! | #DIV/0! | 0.5 | 0 | 0 | #DIV/0! | #DIV/0! | #DIV/0! | #DIV/0! | #DIV/0! | #DIV/0! | #DIV/0! | #DIV/0! | #DIV/0! | #DIV/0! | 0.81 | 0 | 0 | #DIV/0! | #DIV/0! | #DIV/0! | #DIV/0! | #DIV/0! | #DIV/0! | #DIV/0! | #DIV/0! | #DIV/0! | #DIV/0!
[5 empty] | #DIV/0! | #DIV/0! | #DIV/0! | 0.2 | 0 | 0 | #DIV/0! | #DIV/0! | #DIV/0! | #DIV/0! | #DIV/0! | #DIV/0! | #DIV/0! | #DIV/0! | #DIV/0! | #DIV/0! | 0.5 | 0 | 0 | #DIV/0! | #DIV/0! | #DIV/0! | #DIV/0! | #DIV/0! | #DIV/0! | #DIV/0! | #DIV/0! | #DIV/0! | #DIV/0! | 0.81 | 0 | 0 | #DIV/0! | #DIV/0! | #DIV/0! | #DIV/0! | #DIV/0! | #DIV/0! | #DIV/0! | #DIV/0! | #DIV/0! | #DIV/0!
[5 empty] | #DIV/0! | #DIV/0! | #DIV/0! | 0.2 | 0 | 0 | #DIV/0! | #DIV/0! | #DIV/0! | #DIV/0! | #DIV/0! | #DIV/0! | #DIV/0! | #DIV/0! | #DIV/0! | #DIV/0! | 0.5 | 0 | 0 | #DIV/0! | #DIV/0! | #DIV/0! | #DIV/0! | #DIV/0! | #DIV/0! | #DIV/0! | #DIV/0! | #DIV/0! | #DIV/0! | 0.81 | 0 | 0 | #DIV/0! | #DIV/0! | #DIV/0! | #DIV/0! | #DIV/0! | #DIV/0! | #DIV/0! | #DIV/0! | #DIV/0! | #DIV/0!
[5 empty] | #DIV/0! | #DIV/0! | #DIV/0! | 0.2 | 0 | 0 | #DIV/0! | #DIV/0! | #DIV/0! | #DIV/0! | #DIV/0! | #DIV/0! | #DIV/0! | #DIV/0! | #DIV/0! | #DIV/0! | 0.5 | 0 | 0 | #DIV/0! | #DIV/0! | #DIV/0! | #DIV/0! | #DIV/0! | #DIV/0! | #DIV/0! | #DIV/0! | #DIV/0! | #DIV/0! | 0.81 | 0 | 0 | #DIV/0! | #DIV/0! | #DIV/0! | #DIV/0! | #DIV/0! | #DIV/0! | #DIV/0! | #DIV/0! | #DIV/0! | #DIV/0!
[5 empty] | #DIV/0! | #DIV/0! | #DIV/0! | 0.2 | 0 | 0 | #DIV/0! | #DIV/0! | #DIV/0! | #DIV/0! | #DIV/0! | #DIV/0! | #DIV/0! | #DIV/0! | #DIV/0! | #DIV/0! | 0.5 | 0 | 0 | #DIV/0! | #DIV/0! | #DIV/0! | #DIV/0! | #DIV/0! | #DIV/0! | #DIV/0! | #DIV/0! | #DIV/0! | #DIV/0! | 0.81 | 0 | 0 | #DIV/0! | #DIV/0! | #DIV/0! | #DIV/0! | #DIV/0! | #DIV/0! | #DIV/0! | #DIV/0! | #DIV/0! | #DIV/0!
[5 empty] | #DIV/0! | #DIV/0! | #DIV/0! | 0.2 | 0 | 0 | #DIV/0! | #DIV/0! | #DIV/0! | #DIV/0! | #DIV/0! | #DIV/0! | #DIV/0! | #DIV/0! | #DIV/0! | #DIV/0! | 0.5 | 0 | 0 | #DIV/0! | #DIV/0! | #DIV/0! | #DIV/0! | #DIV/0! | #DIV/0! | #DIV/0! | #DIV/0! | #DIV/0! | #DIV/0! | 0.81 | 0 | 0 | #DIV/0! | #DIV/0! | #DIV/0! | #DIV/0! | #DIV/0! | #DIV/0! | #DIV/0! | #DIV/0! | #DIV/0! | #DIV/0!
[5 empty] | #DIV/0! | #DIV/0! | #DIV/0! | 0.2 | 0 | 0 | #DIV/0! | #DIV/0! | #DIV/0! | #DIV/0! | #DIV/0! | #DIV/0! | #DIV/0! | #DIV/0! | #DIV/0! | #DIV/0! | 0.5 | 0 | 0 | #DIV/0! | #DIV/0! | #DIV/0! | #DIV/0! | #DIV/0! | #DIV/0! | #DIV/0! | #DIV/0! | #DIV/0! | #DIV/0! | 0.81 | 0 | 0 | #DIV/0! | #DIV/0! | #DIV/0! | #DIV/0! | #DIV/0! | #DIV/0! | #DIV/0! | #DIV/0! | #DIV/0! | #DIV/0!
[5 empty] | #DIV/0! | #DIV/0! | #DIV/0! | 0.2 | 0 | 0 | #DIV/0! | #DIV/0! | #DIV/0! | #DIV/0! | #DIV/0! | #DIV/0! | #DIV/0! | #DIV/0! | #DIV/0! | #DIV/0! | 0.5 | 0 | 0 | #DIV/0! | #DIV/0! | #DIV/0! | #DIV/0! | #DIV/0! | #DIV/0! | #DIV/0! | #DIV/0! | #DIV/0! | #DIV/0! | 0.81 | 0 | 0 | #DIV/0! | #DIV/0! | #DIV/0! | #DIV/0! | #DIV/0! | #DIV/0! | #DIV/0! | #DIV/0! | #DIV/0! | #DIV/0!
[5 empty] | #DIV/0! | #DIV/0! | #DIV/0! | 0.2 | 0 | 0 | #DIV/0! | #DIV/0! | #DIV/0! | #DIV/0! | #DIV/0! | #DIV/0! | #DIV/0! | #DIV/0! | #DIV/0! | #DIV/0! | 0.5 | 0 | 0 | #DIV/0! | #DIV/0! | #DIV/0! | #DIV/0! | #DIV/0! | #DIV/0! | #DIV/0! | #DIV/0! | #DIV/0! | #DIV/0! | 0.81 | 0 | 0 | #DIV/0! | #DIV/0! | #DIV/0! | #DIV/0! | #DIV/0! | #DIV/0! | #DIV/0! | #DIV/0! | #DIV/0! | #DIV/0!
[5 empty] | #DIV/0! | #DIV/0! | #DIV/0! | 0.2 | 0 | 0 | #DIV/0! | #DIV/0! | #DIV/0! | #DIV/0! | #DIV/0! | #DIV/0! | #DIV/0! | #DIV/0! | #DIV/0! | #DIV/0! | 0.5 | 0 | 0 | #DIV/0! | #DIV/0! | #DIV/0! | #DIV/0! | #DIV/0! | #DIV/0! | #DIV/0! | #DIV/0! | #DIV/0! | #DIV/0! | 0.81 | 0 | 0 | #DIV/0! | #DIV/0! | #DIV/0! | #DIV/0! | #DIV/0! | #DIV/0! | #DIV/0! | #DIV/0! | #DIV/0! | #DIV/0!
[5 empty] | #DIV/0! | #DIV/0! | #DIV/0! | 0.2 | 0 | 0 | #DIV/0! | #DIV/0! | #DIV/0! | #DIV/0! | #DIV/0! | #DIV/0! | #DIV/0! | #DIV/0! | #DIV/0! | #DIV/0! | 0.5 | 0 | 0 | #DIV/0! | #DIV/0! | #DIV/0! | #DIV/0! | #DIV/0! | #DIV/0! | #DIV/0! | #DIV/0! | #DIV/0! | #DIV/0! | 0.81 | 0 | 0 | #DIV/0! | #DIV/0! | #DIV/0! | #DIV/0! | #DIV/0! | #DIV/0! | #DIV/0! | #DIV/0! | #DIV/0! | #DIV/0!
[5 empty] | #DIV/0! | #DIV/0! | #DIV/0! | 0.2 | 0 | 0 | #DIV/0! | #DIV/0! | #DIV/0! | #DIV/0! | #DIV/0! | #DIV/0! | #DIV/0! | #DIV/0! | #DIV/0! | #DIV/0! | 0.5 | 0 | 0 | #DIV/0! | #DIV/0! | #DIV/0! | #DIV/0! | #DIV/0! | #DIV/0! | #DIV/0! | #DIV/0! | #DIV/0! | #DIV/0! | 0.81 | 0 | 0 | #DIV/0! | #DIV/0! | #DIV/0! | #DIV/0! | #DIV/0! | #DIV/0! | #DIV/0! | #DIV/0! | #DIV/0! | #DIV/0!
[5 empty] | #DIV/0! | #DIV/0! | #DIV/0! | 0.2 | 0 | 0 | #DIV/0! | #DIV/0! | #DIV/0! | #DIV/0! | #DIV/0! | #DIV/0! | #DIV/0! | #DIV/0! | #DIV/0! | #DIV/0! | 0.5 | 0 | 0 | #DIV/0! | #DIV/0! | #DIV/0! | #DIV/0! | #DIV/0! | #DIV/0! | #DIV/0! | #DIV/0! | #DIV/0! | #DIV/0! | 0.81 | 0 | 0 | #DIV/0! | #DIV/0! | #DIV/0! | #DIV/0! | #DIV/0! | #DIV/0! | #DIV/0! | #DIV/0! | #DIV/0! | #DIV/0!
[5 empty] | #DIV/0! | #DIV/0! | #DIV/0! | 0.2 | 0 | 0 | #DIV/0! | #DIV/0! | #DIV/0! | #DIV/0! | #DIV/0! | #DIV/0! | #DIV/0! | #DIV/0! | #DIV/0! | #DIV/0! | 0.5 | 0 | 0 | #DIV/0! | #DIV/0! | #DIV/0! | #DIV/0! | #DIV/0! | #DIV/0! | #DIV/0! | #DIV/0! | #DIV/0! | #DIV/0! | 0.81 | 0 | 0 | #DIV/0! | #DIV/0! | #DIV/0! | #DIV/0! | #DIV/0! | #DIV/0! | #DIV/0! | #DIV/0! | #DIV/0! | #DIV/0!
[5 empty] | #DIV/0! | #DIV/0! | #DIV/0! | 0.2 | 0 | 0 | #DIV/0! | #DIV/0! | #DIV/0! | #DIV/0! | #DIV/0! | #DIV/0! | #DIV/0! | #DIV/0! | #DIV/0! | #DIV/0! | 0.5 | 0 | 0 | #DIV/0! | #DIV/0! | #DIV/0! | #DIV/0! | #DIV/0! | #DIV/0! | #DIV/0! | #DIV/0! | #DIV/0! | #DIV/0! | 0.81 | 0 | 0 | #DIV/0! | #DIV/0! | #DIV/0! | #DIV/0! | #DIV/0! | #DIV/0! | #DIV/0! | #DIV/0! | #DIV/0! | #DIV/0!
[5 empty] | #DIV/0! | #DIV/0! | #DIV/0! | 0.2 | 0 | 0 | #DIV/0! | #DIV/0! | #DIV/0! | #DIV/0! | #DIV/0! | #DIV/0! | #DIV/0! | #DIV/0! | #DIV/0! | #DIV/0! | 0.5 | 0 | 0 | #DIV/0! | #DIV/0! | #DIV/0! | #DIV/0! | #DIV/0! | #DIV/0! | #DIV/0! | #DIV/0! | #DIV/0! | #DIV/0! | 0.81 | 0 | 0 | #DIV/0! | #DIV/0! | #DIV/0! | #DIV/0! | #DIV/0! | #DIV/0! | #DIV/0! | #DIV/0! | #DIV/0! | #DIV/0!
[5 empty] | #DIV/0! | #DIV/0! | #DIV/0! | 0.2 | 0 | 0 | #DIV/0! | #DIV/0! | #DIV/0! | #DIV/0! | #DIV/0! | #DIV/0! | #DIV/0! | #DIV/0! | #DIV/0! | #DIV/0! | 0.5 | 0 | 0 | #DIV/0! | #DIV/0! | #DIV/0! | #DIV/0! | #DIV/0! | #DIV/0! | #DIV/0! | #DIV/0! | #DIV/0! | #DIV/0! | 0.81 | 0 | 0 | #DIV/0! | #DIV/0! | #DIV/0! | #DIV/0! | #DIV/0! | #DIV/0! | #DIV/0! | #DIV/0! | #DIV/0! | #DIV/0!
[5 empty] | #DIV/0! | #DIV/0! | #DIV/0! | 0.2 | 0 | 0 | #DIV/0! | #DIV/0! | #DIV/0! | #DIV/0! | #DIV/0! | #DIV/0! | #DIV/0! | #DIV/0! | #DIV/0! | #DIV/0! | 0.5 | 0 | 0 | #DIV/0! | #DIV/0! | #DIV/0! | #DIV/0! | #DIV/0! | #DIV/0! | #DIV/0! | #DIV/0! | #DIV/0! | #DIV/0! | 0.81 | 0 | 0 | #DIV/0! | #DIV/0! | #DIV/0! | #DIV/0! | #DIV/0! | #DIV/0! | #DIV/0! | #DIV/0! | #DIV/0! | #DIV/0!
[5 empty] | #DIV/0! | #DIV/0! | #DIV/0! | 0.2 | 0 | 0 | #DIV/0! | #DIV/0! | #DIV/0! | #DIV/0! | #DIV/0! | #DIV/0! | #DIV/0! | #DIV/0! | #DIV/0! | #DIV/0! | 0.5 | 0 | 0 | #DIV/0! | #DIV/0! | #DIV/0! | #DIV/0! | #DIV/0! | #DIV/0! | #DIV/0! | #DIV/0! | #DIV/0! | #DIV/0! | 0.81 | 0 | 0 | #DIV/0! | #DIV/0! | #DIV/0! | #DIV/0! | #DIV/0! | #DIV/0! | #DIV/0! | #DIV/0! | #DIV/0! | #DIV/0!
[5 empty] | #DIV/0! | #DIV/0! | #DIV/0! | 0.2 | 0 | 0 | #DIV/0! | #DIV/0! | #DIV/0! | #DIV/0! | #DIV/0! | #DIV/0! | #DIV/0! | #DIV/0! | #DIV/0! | #DIV/0! | 0.5 | 0 | 0 | #DIV/0! | #DIV/0! | #DIV/0! | #DIV/0! | #DIV/0! | #DIV/0! | #DIV/0! | #DIV/0! | #DIV/0! | #DIV/0! | 0.81 | 0 | 0 | #DIV/0! | #DIV/0! | #DIV/0! | #DIV/0! | #DIV/0! | #DIV/0! | #DIV/0! | #DIV/0! | #DIV/0! | #DIV/0!
[5 empty] | #DIV/0! | #DIV/0! | #DIV/0! | 0.2 | 0 | 0 | #DIV/0! | #DIV/0! | #DIV/0! | #DIV/0! | #DIV/0! | #DIV/0! | #DIV/0! | #DIV/0! | #DIV/0! | #DIV/0! | 0.5 | 0 | 0 | #DIV/0! | #DIV/0! | #DIV/0! | #DIV/0! | #DIV/0! | #DIV/0! | #DIV/0! | #DIV/0! | #DIV/0! | #DIV/0! | 0.81 | 0 | 0 | #DIV/0! | #DIV/0! | #DIV/0! | #DIV/0! | #DIV/0! | #DIV/0! | #DIV/0! | #DIV/0! | #DIV/0! | #DIV/0!
[5 empty] | #DIV/0! | #DIV/0! | #DIV/0! | 0.2 | 0 | 0 | #DIV/0! | #DIV/0! | #DIV/0! | #DIV/0! | #DIV/0! | #DIV/0! | #DIV/0! | #DIV/0! | #DIV/0! | #DIV/0! | 0.5 | 0 | 0 | #DIV/0! | #DIV/0! | #DIV/0! | #DIV/0! | #DIV/0! | #DIV/0! | #DIV/0! | #DIV/0! | #DIV/0! | #DIV/0! | 0.81 | 0 | 0 | #DIV/0! | #DIV/0! | #DIV/0! | #DIV/0! | #DIV/0! | #DIV/0! | #DIV/0! | #DIV/0! | #DIV/0! | #DIV/0!
[5 empty] | #DIV/0! | #DIV/0! | #DIV/0! | 0.2 | 0 | 0 | #DIV/0! | #DIV/0! | #DIV/0! | #DIV/0! | #DIV/0! | #DIV/0! | #DIV/0! | #DIV/0! | #DIV/0! | #DIV/0! | 0.5 | 0 | 0 | #DIV/0! | #DIV/0! | #DIV/0! | #DIV/0! | #DIV/0! | #DIV/0! | #DIV/0! | #DIV/0! | #DIV/0! | #DIV/0! | 0.81 | 0 | 0 | #DIV/0! | #DIV/0! | #DIV/0! | #DIV/0! | #DIV/0! | #DIV/0! | #DIV/0! | #DIV/0! | #DIV/0! | #DIV/0!
[5 empty] | #DIV/0! | #DIV/0! | #DIV/0! | 0.2 | 0 | 0 | #DIV/0! | #DIV/0! | #DIV/0! | #DIV/0! | #DIV/0! | #DIV/0! | #DIV/0! | #DIV/0! | #DIV/0! | #DIV/0! | 0.5 | 0 | 0 | #DIV/0! | #DIV/0! | #DIV/0! | #DIV/0! | #DIV/0! | #DIV/0! | #DIV/0! | #DIV/0! | #DIV/0! | #DIV/0! | 0.81 | 0 | 0 | #DIV/0! | #DIV/0! | #DIV/0! | #DIV/0! | #DIV/0! | #DIV/0! | #DIV/0! | #DIV/0! | #DIV/0! | #DIV/0!
[5 empty] | #DIV/0! | #DIV/0! | #DIV/0! | 0.2 | 0 | 0 | #DIV/0! | #DIV/0! | #DIV/0! | #DIV/0! | #DIV/0! | #DIV/0! | #DIV/0! | #DIV/0! | #DIV/0! | #DIV/0! | 0.5 | 0 | 0 | #DIV/0! | #DIV/0! | #DIV/0! | #DIV/0! | #DIV/0! | #DIV/0! | #DIV/0! | #DIV/0! | #DIV/0! | #DIV/0! | 0.81 | 0 | 0 | #DIV/0! | #DIV/0! | #DIV/0! | #DIV/0! | #DIV/0! | #DIV/0! | #DIV/0! | #DIV/0! | #DIV/0! | #DIV/0!
[5 empty] | #DIV/0! | #DIV/0! | #DIV/0! | 0.2 | 0 | 0 | #DIV/0! | #DIV/0! | #DIV/0! | #DIV/0! | #DIV/0! | #DIV/0! | #DIV/0! | #DIV/0! | #DIV/0! | #DIV/0! | 0.5 | 0 | 0 | #DIV/0! | #DIV/0! | #DIV/0! | #DIV/0! | #DIV/0! | #DIV/0! | #DIV/0! | #DIV/0! | #DIV/0! | #DIV/0! | 0.81 | 0 | 0 | #DIV/0! | #DIV/0! | #DIV/0! | #DIV/0! | #DIV/0! | #DIV/0! | #DIV/0! | #DIV/0! | #DIV/0! | #DIV/0!
[5 empty] | #DIV/0! | #DIV/0! | #DIV/0! | 0.2 | 0 | 0 | #DIV/0! | #DIV/0! | #DIV/0! | #DIV/0! | #DIV/0! | #DIV/0! | #DIV/0! | #DIV/0! | #DIV/0! | #DIV/0! | 0.5 | 0 | 0 | #DIV/0! | #DIV/0! | #DIV/0! | #DIV/0! | #DIV/0! | #DIV/0! | #DIV/0! | #DIV/0! | #DIV/0! | #DIV/0! | 0.81 | 0 | 0 | #DIV/0! | #DIV/0! | #DIV/0! | #DIV/0! | #DIV/0! | #DIV/0! | #DIV/0! | #DIV/0! | #DIV/0! | #DIV/0!
[5 empty] | #DIV/0! | #DIV/0! | #DIV/0! | 0.2 | 0 | 0 | #DIV/0! | #DIV/0! | #DIV/0! | #DIV/0! | #DIV/0! | #DIV/0! | #DIV/0! | #DIV/0! | #DIV/0! | #DIV/0! | 0.5 | 0 | 0 | #DIV/0! | #DIV/0! | #DIV/0! | #DIV/0! | #DIV/0! | #DIV/0! | #DIV/0! | #DIV/0! | #DIV/0! | #DIV/0! | 0.81 | 0 | 0 | #DIV/0! | #DIV/0! | #DIV/0! | #DIV/0! | #DIV/0! | #DIV/0! | #DIV/0! | #DIV/0! | #DIV/0! | #DIV/0!
[5 empty] | #DIV/0! | #DIV/0! | #DIV/0! | 0.2 | 0 | 0 | #DIV/0! | #DIV/0! | #DIV/0! | #DIV/0! | #DIV/0! | #DIV/0! | #DIV/0! | #DIV/0! | #DIV/0! | #DIV/0! | 0.5 | 0 | 0 | #DIV/0! | #DIV/0! | #DIV/0! | #DIV/0! | #DIV/0! | #DIV/0! | #DIV/0! | #DIV/0! | #DIV/0! | #DIV/0! | 0.81 | 0 | 0 | #DIV/0! | #DIV/0! | #DIV/0! | #DIV/0! | #DIV/0! | #DIV/0! | #DIV/0! | #DIV/0! | #DIV/0! | #DIV/0!
[5 empty] | #DIV/0! | #DIV/0! | #DIV/0! | 0.2 | 0 | 0 | #DIV/0! | #DIV/0! | #DIV/0! | #DIV/0! | #DIV/0! | #DIV/0! | #DIV/0! | #DIV/0! | #DIV/0! | #DIV/0! | 0.5 | 0 | 0 | #DIV/0! | #DIV/0! | #DIV/0! | #DIV/0! | #DIV/0! | #DIV/0! | #DIV/0! | #DIV/0! | #DIV/0! | #DIV/0! | 0.81 | 0 | 0 | #DIV/0! | #DIV/0! | #DIV/0! | #DIV/0! | #DIV/0! | #DIV/0! | #DIV/0! | #DIV/0! | #DIV/0! | #DIV/0!
[5 empty] | #DIV/0! | #DIV/0! | #DIV/0! | 0.2 | 0 | 0 | #DIV/0! | #DIV/0! | #DIV/0! | #DIV/0! | #DIV/0! | #DIV/0! | #DIV/0! | #DIV/0! | #DIV/0! | #DIV/0! | 0.5 | 0 | 0 | #DIV/0! | #DIV/0! | #DIV/0! | #DIV/0! | #DIV/0! | #DIV/0! | #DIV/0! | #DIV/0! | #DIV/0! | #DIV/0! | 0.81 | 0 | 0 | #DIV/0! | #DIV/0! | #DIV/0! | #DIV/0! | #DIV/0! | #DIV/0! | #DIV/0! | #DIV/0! | #DIV/0! | #DIV/0!
[5 empty] | #DIV/0! | #DIV/0! | #DIV/0! | 0.2 | 0 | 0 | #DIV/0! | #DIV/0! | #DIV/0! | #DIV/0! | #DIV/0! | #DIV/0! | #DIV/0! | #DIV/0! | #DIV/0! | #DIV/0! | 0.5 | 0 | 0 | #DIV/0! | #DIV/0! | #DIV/0! | #DIV/0! | #DIV/0! | #DIV/0! | #DIV/0! | #DIV/0! | #DIV/0! | #DIV/0! | 0.81 | 0 | 0 | #DIV/0! | #DIV/0! | #DIV/0! | #DIV/0! | #DIV/0! | #DIV/0! | #DIV/0! | #DIV/0! | #DIV/0! | #DIV/0!
[5 empty] | #DIV/0! | #DIV/0! | #DIV/0! | 0.2 | 0 | 0 | #DIV/0! | #DIV/0! | #DIV/0! | #DIV/0! | #DIV/0! | #DIV/0! | #DIV/0! | #DIV/0! | #DIV/0! | #DIV/0! | 0.5 | 0 | 0 | #DIV/0! | #DIV/0! | #DIV/0! | #DIV/0! | #DIV/0! | #DIV/0! | #DIV/0! | #DIV/0! | #DIV/0! | #DIV/0! | 0.81 | 0 | 0 | #DIV/0! | #DIV/0! | #DIV/0! | #DIV/0! | #DIV/0! | #DIV/0! | #DIV/0! | #DIV/0! | #DIV/0! | #DIV/0!
[5 empty] | #DIV/0! | #DIV/0! | #DIV/0! | 0.2 | 0 | 0 | #DIV/0! | #DIV/0! | #DIV/0! | #DIV/0! | #DIV/0! | #DIV/0! | #DIV/0! | #DIV/0! | #DIV/0! | #DIV/0! | 0.5 | 0 | 0 | #DIV/0! | #DIV/0! | #DIV/0! | #DIV/0! | #DIV/0! | #DIV/0! | #DIV/0! | #DIV/0! | #DIV/0! | #DIV/0! | 0.81 | 0 | 0 | #DIV/0! | #DIV/0! | #DIV/0! | #DIV/0! | #DIV/0! | #DIV/0! | #DIV/0! | #DIV/0! | #DIV/0! | #DIV/0!
[5 empty] | #DIV/0! | #DIV/0! | #DIV/0! | 0.2 | 0 | 0 | #DIV/0! | #DIV/0! | #DIV/0! | #DIV/0! | #DIV/0! | #DIV/0! | #DIV/0! | #DIV/0! | #DIV/0! | #DIV/0! | 0.5 | 0 | 0 | #DIV/0! | #DIV/0! | #DIV/0! | #DIV/0! | #DIV/0! | #DIV/0! | #DIV/0! | #DIV/0! | #DIV/0! | #DIV/0! | 0.81 | 0 | 0 | #DIV/0! | #DIV/0! | #DIV/0! | #DIV/0! | #DIV/0! | #DIV/0! | #DIV/0! | #DIV/0! | #DIV/0! | #DIV/0!
[5 empty] | #DIV/0! | #DIV/0! | #DIV/0! | 0.2 | 0 | 0 | #DIV/0! | #DIV/0! | #DIV/0! | #DIV/0! | #DIV/0! | #DIV/0! | #DIV/0! | #DIV/0! | #DIV/0! | #DIV/0! | 0.5 | 0 | 0 | #DIV/0! | #DIV/0! | #DIV/0! | #DIV/0! | #DIV/0! | #DIV/0! | #DIV/0! | #DIV/0! | #DIV/0! | #DIV/0! | 0.81 | 0 | 0 | #DIV/0! | #DIV/0! | #DIV/0! | #DIV/0! | #DIV/0! | #DIV/0! | #DIV/0! | #DIV/0! | #DIV/0! | #DIV/0!
[5 empty] | #DIV/0! | #DIV/0! | #DIV/0! | 0.2 | 0 | 0 | #DIV/0! | #DIV/0! | #DIV/0! | #DIV/0! | #DIV/0! | #DIV/0! | #DIV/0! | #DIV/0! | #DIV/0! | #DIV/0! | 0.5 | 0 | 0 | #DIV/0! | #DIV/0! | #DIV/0! | #DIV/0! | #DIV/0! | #DIV/0! | #DIV/0! | #DIV/0! | #DIV/0! | #DIV/0! | 0.81 | 0 | 0 | #DIV/0! | #DIV/0! | #DIV/0! | #DIV/0! | #DIV/0! | #DIV/0! | #DIV/0! | #DIV/0! | #DIV/0! | #DIV/0!
[5 empty] | #DIV/0! | #DIV/0! | #DIV/0! | 0.2 | 0 | 0 | #DIV/0! | #DIV/0! | #DIV/0! | #DIV/0! | #DIV/0! | #DIV/0! | #DIV/0! | #DIV/0! | #DIV/0! | #DIV/0! | 0.5 | 0 | 0 | #DIV/0! | #DIV/0! | #DIV/0! | #DIV/0! | #DIV/0! | #DIV/0! | #DIV/0! | #DIV/0! | #DIV/0! | #DIV/0! | 0.81 | 0 | 0 | #DIV/0! | #DIV/0! | #DIV/0! | #DIV/0! | #DIV/0! | #DIV/0! | #DIV/0! | #DIV/0! | #DIV/0! | #DIV/0!
[5 empty] | #DIV/0! | #DIV/0! | #DIV/0! | 0.2 | 0 | 0 | #DIV/0! | #DIV/0! | #DIV/0! | #DIV/0! | #DIV/0! | #DIV/0! | #DIV/0! | #DIV/0! | #DIV/0! | #DIV/0! | 0.5 | 0 | 0 | #DIV/0! | #DIV/0! | #DIV/0! | #DIV/0! | #DIV/0! | #DIV/0! | #DIV/0! | #DIV/0! | #DIV/0! | #DIV/0! | 0.81 | 0 | 0 | #DIV/0! | #DIV/0! | #DIV/0! | #DIV/0! | #DIV/0! | #DIV/0! | #DIV/0! | #DIV/0! | #DIV/0! | #DIV/0!
[5 empty] | #DIV/0! | #DIV/0! | #DIV/0! | 0.2 | 0 | 0 | #DIV/0! | #DIV/0! | #DIV/0! | #DIV/0! | #DIV/0! | #DIV/0! | #DIV/0! | #DIV/0! | #DIV/0! | #DIV/0! | 0.5 | 0 | 0 | #DIV/0! | #DIV/0! | #DIV/0! | #DIV/0! | #DIV/0! | #DIV/0! | #DIV/0! | #DIV/0! | #DIV/0! | #DIV/0! | 0.81 | 0 | 0 | #DIV/0! | #DIV/0! | #DIV/0! | #DIV/0! | #DIV/0! | #DIV/0! | #DIV/0! | #DIV/0! | #DIV/0! | #DIV/0!
[5 empty] | #DIV/0! | #DIV/0! | #DIV/0! | 0.2 | 0 | 0 | #DIV/0! | #DIV/0! | #DIV/0! | #DIV/0! | #DIV/0! | #DIV/0! | #DIV/0! | #DIV/0! | #DIV/0! | #DIV/0! | 0.5 | 0 | 0 | #DIV/0! | #DIV/0! | #DIV/0! | #DIV/0! | #DIV/0! | #DIV/0! | #DIV/0! | #DIV/0! | #DIV/0! | #DIV/0! | 0.81 | 0 | 0 | #DIV/0! | #DIV/0! | #DIV/0! | #DIV/0! | #DIV/0! | #DIV/0! | #DIV/0! | #DIV/0! | #DIV/0! | #DIV/0!
[5 empty] | #DIV/0! | #DIV/0! | #DIV/0! | 0.2 | 0 | 0 | #DIV/0! | #DIV/0! | #DIV/0! | #DIV/0! | #DIV/0! | #DIV/0! | #DIV/0! | #DIV/0! | #DIV/0! | #DIV/0! | 0.5 | 0 | 0 | #DIV/0! | #DIV/0! | #DIV/0! | #DIV/0! | #DIV/0! | #DIV/0! | #DIV/0! | #DIV/0! | #DIV/0! | #DIV/0! | 0.81 | 0 | 0 | #DIV/0! | #DIV/0! | #DIV/0! | #DIV/0! | #DIV/0! | #DIV/0! | #DIV/0! | #DIV/0! | #DIV/0! | #DIV/0!
[5 empty] | #DIV/0! | #DIV/0! | #DIV/0! | 0.2 | 0 | 0 | #DIV/0! | #DIV/0! | #DIV/0! | #DIV/0! | #DIV/0! | #DIV/0! | #DIV/0! | #DIV/0! | #DIV/0! | #DIV/0! | 0.5 | 0 | 0 | #DIV/0! | #DIV/0! | #DIV/0! | #DIV/0! | #DIV/0! | #DIV/0! | #DIV/0! | #DIV/0! | #DIV/0! | #DIV/0! | 0.81 | 0 | 0 | #DIV/0! | #DIV/0! | #DIV/0! | #DIV/0! | #DIV/0! | #DIV/0! | #DIV/0! | #DIV/0! | #DIV/0! | #DIV/0!
[5 empty] | #DIV/0! | #DIV/0! | #DIV/0! | 0.2 | 0 | 0 | #DIV/0! | #DIV/0! | #DIV/0! | #DIV/0! | #DIV/0! | #DIV/0! | #DIV/0! | #DIV/0! | #DIV/0! | #DIV/0! | 0.5 | 0 | 0 | #DIV/0! | #DIV/0! | #DIV/0! | #DIV/0! | #DIV/0! | #DIV/0! | #DIV/0! | #DIV/0! | #DIV/0! | #DIV/0! | 0.81 | 0 | 0 | #DIV/0! | #DIV/0! | #DIV/0! | #DIV/0! | #DIV/0! | #DIV/0! | #DIV/0! | #DIV/0! | #DIV/0! | #DIV/0!
[5 empty] | #DIV/0! | #DIV/0! | #DIV/0! | 0.2 | 0 | 0 | #DIV/0! | #DIV/0! | #DIV/0! | #DIV/0! | #DIV/0! | #DIV/0! | #DIV/0! | #DIV/0! | #DIV/0! | #DIV/0! | 0.5 | 0 | 0 | #DIV/0! | #DIV/0! | #DIV/0! | #DIV/0! | #DIV/0! | #DIV/0! | #DIV/0! | #DIV/0! | #DIV/0! | #DIV/0! | 0.81 | 0 | 0 | #DIV/0! | #DIV/0! | #DIV/0! | #DIV/0! | #DIV/0! | #DIV/0! | #DIV/0! | #DIV/0! | #DIV/0! | #DIV/0!
[5 empty] | #DIV/0! | #DIV/0! | #DIV/0! | 0.2 | 0 | 0 | #DIV/0! | #DIV/0! | #DIV/0! | #DIV/0! | #DIV/0! | #DIV/0! | #DIV/0! | #DIV/0! | #DIV/0! | #DIV/0! | 0.5 | 0 | 0 | #DIV/0! | #DIV/0! | #DIV/0! | #DIV/0! | #DIV/0! | #DIV/0! | #DIV/0! | #DIV/0! | #DIV/0! | #DIV/0! | 0.81 | 0 | 0 | #DIV/0! | #DIV/0! | #DIV/0! | #DIV/0! | #DIV/0! | #DIV/0! | #DIV/0! | #DIV/0! | #DIV/0! | #DIV/0!
[5 empty] | #DIV/0! | #DIV/0! | #DIV/0! | 0.2 | 0 | 0 | #DIV/0! | #DIV/0! | #DIV/0! | #DIV/0! | #DIV/0! | #DIV/0! | #DIV/0! | #DIV/0! | #DIV/0! | #DIV/0! | 0.5 | 0 | 0 | #DIV/0! | #DIV/0! | #DIV/0! | #DIV/0! | #DIV/0! | #DIV/0! | #DIV/0! | #DIV/0! | #DIV/0! | #DIV/0! | 0.81 | 0 | 0 | #DIV/0! | #DIV/0! | #DIV/0! | #DIV/0! | #DIV/0! | #DIV/0! | #DIV/0! | #DIV/0! | #DIV/0! | #DIV/0!
[5 empty] | #DIV/0! | #DIV/0! | #DIV/0! | 0.2 | 0 | 0 | #DIV/0! | #DIV/0! | #DIV/0! | #DIV/0! | #DIV/0! | #DIV/0! | #DIV/0! | #DIV/0! | #DIV/0! | #DIV/0! | 0.5 | 0 | 0 | #DIV/0! | #DIV/0! | #DIV/0! | #DIV/0! | #DIV/0! | #DIV/0! | #DIV/0! | #DIV/0! | #DIV/0! | #DIV/0! | 0.81 | 0 | 0 | #DIV/0! | #DIV/0! | #DIV/0! | #DIV/0! | #DIV/0! | #DIV/0! | #DIV/0! | #DIV/0! | #DIV/0! | #DIV/0!
[5 empty] | #DIV/0! | #DIV/0! | #DIV/0! | 0.2 | 0 | 0 | #DIV/0! | #DIV/0! | #DIV/0! | #DIV/0! | #DIV/0! | #DIV/0! | #DIV/0! | #DIV/0! | #DIV/0! | #DIV/0! | 0.5 | 0 | 0 | #DIV/0! | #DIV/0! | #DIV/0! | #DIV/0! | #DIV/0! | #DIV/0! | #DIV/0! | #DIV/0! | #DIV/0! | #DIV/0! | 0.81 | 0 | 0 | #DIV/0! | #DIV/0! | #DIV/0! | #DIV/0! | #DIV/0! | #DIV/0! | #DIV/0! | #DIV/0! | #DIV/0! | #DIV/0!
[5 empty] | #DIV/0! | #DIV/0! | #DIV/0! | 0.2 | 0 | 0 | #DIV/0! | #DIV/0! | #DIV/0! | #DIV/0! | #DIV/0! | #DIV/0! | #DIV/0! | #DIV/0! | #DIV/0! | #DIV/0! | 0.5 | 0 | 0 | #DIV/0! | #DIV/0! | #DIV/0! | #DIV/0! | #DIV/0! | #DIV/0! | #DIV/0! | #DIV/0! | #DIV/0! | #DIV/0! | 0.81 | 0 | 0 | #DIV/0! | #DIV/0! | #DIV/0! | #DIV/0! | #DIV/0! | #DIV/0! | #DIV/0! | #DIV/0! | #DIV/0! | #DIV/0!
[5 empty] | #DIV/0! | #DIV/0! | #DIV/0! | 0.2 | 0 | 0 | #DIV/0! | #DIV/0! | #DIV/0! | #DIV/0! | #DIV/0! | #DIV/0! | #DIV/0! | #DIV/0! | #DIV/0! | #DIV/0! | 0.5 | 0 | 0 | #DIV/0! | #DIV/0! | #DIV/0! | #DIV/0! | #DIV/0! | #DIV/0! | #DIV/0! | #DIV/0! | #DIV/0! | #DIV/0! | 0.81 | 0 | 0 | #DIV/0! | #DIV/0! | #DIV/0! | #DIV/0! | #DIV/0! | #DIV/0! | #DIV/0! | #DIV/0! | #DIV/0! | #DIV/0!
[5 empty] | #DIV/0! | #DIV/0! | #DIV/0! | 0.2 | 0 | 0 | #DIV/0! | #DIV/0! | #DIV/0! | #DIV/0! | #DIV/0! | #DIV/0! | #DIV/0! | #DIV/0! | #DIV/0! | #DIV/0! | 0.5 | 0 | 0 | #DIV/0! | #DIV/0! | #DIV/0! | #DIV/0! | #DIV/0! | #DIV/0! | #DIV/0! | #DIV/0! | #DIV/0! | #DIV/0! | 0.81 | 0 | 0 | #DIV/0! | #DIV/0! | #DIV/0! | #DIV/0! | #DIV/0! | #DIV/0! | #DIV/0! | #DIV/0! | #DIV/0! | #DIV/0!
[5 empty] | #DIV/0! | #DIV/0! | #DIV/0! | 0.2 | 0 | 0 | #DIV/0! | #DIV/0! | #DIV/0! | #DIV/0! | #DIV/0! | #DIV/0! | #DIV/0! | #DIV/0! | #DIV/0! | #DIV/0! | 0.5 | 0 | 0 | #DIV/0! | #DIV/0! | #DIV/0! | #DIV/0! | #DIV/0! | #DIV/0! | #DIV/0! | #DIV/0! | #DIV/0! | #DIV/0! | 0.81 | 0 | 0 | #DIV/0! | #DIV/0! | #DIV/0! | #DIV/0! | #DIV/0! | #DIV/0! | #DIV/0! | #DIV/0! | #DIV/0! | #DIV/0!
[5 empty] | #DIV/0! | #DIV/0! | #DIV/0! | 0.2 | 0 | 0 | #DIV/0! | #DIV/0! | #DIV/0! | #DIV/0! | #DIV/0! | #DIV/0! | #DIV/0! | #DIV/0! | #DIV/0! | #DIV/0! | 0.5 | 0 | 0 | #DIV/0! | #DIV/0! | #DIV/0! | #DIV/0! | #DIV/0! | #DIV/0! | #DIV/0! | #DIV/0! | #DIV/0! | #DIV/0! | 0.81 | 0 | 0 | #DIV/0! | #DIV/0! | #DIV/0! | #DIV/0! | #DIV/0! | #DIV/0! | #DIV/0! | #DIV/0! | #DIV/0! | #DIV/0!
[5 empty] | #DIV/0! | #DIV/0! | #DIV/0! | 0.2 | 0 | 0 | #DIV/0! | #DIV/0! | #DIV/0! | #DIV/0! | #DIV/0! | #DIV/0! | #DIV/0! | #DIV/0! | #DIV/0! | #DIV/0! | 0.5 | 0 | 0 | #DIV/0! | #DIV/0! | #DIV/0! | #DIV/0! | #DIV/0! | #DIV/0! | #DIV/0! | #DIV/0! | #DIV/0! | #DIV/0! | 0.81 | 0 | 0 | #DIV/0! | #DIV/0! | #DIV/0! | #DIV/0! | #DIV/0! | #DIV/0! | #DIV/0! | #DIV/0! | #DIV/0! | #DIV/0!
[5 empty] | #DIV/0! | #DIV/0! | #DIV/0! | 0.2 | 0 | 0 | #DIV/0! | #DIV/0! | #DIV/0! | #DIV/0! | #DIV/0! | #DIV/0! | #DIV/0! | #DIV/0! | #DIV/0! | #DIV/0! | 0.5 | 0 | 0 | #DIV/0! | #DIV/0! | #DIV/0! | #DIV/0! | #DIV/0! | #DIV/0! | #DIV/0! | #DIV/0! | #DIV/0! | #DIV/0! | 0.81 | 0 | 0 | #DIV/0! | #DIV/0! | #DIV/0! | #DIV/0! | #DIV/0! | #DIV/0! | #DIV/0! | #DIV/0! | #DIV/0! | #DIV/0!
[5 empty] | #DIV/0! | #DIV/0! | #DIV/0! | 0.2 | 0 | 0 | #DIV/0! | #DIV/0! | #DIV/0! | #DIV/0! | #DIV/0! | #DIV/0! | #DIV/0! | #DIV/0! | #DIV/0! | #DIV/0! | 0.5 | 0 | 0 | #DIV/0! | #DIV/0! | #DIV/0! | #DIV/0! | #DIV/0! | #DIV/0! | #DIV/0! | #DIV/0! | #DIV/0! | #DIV/0! | 0.81 | 0 | 0 | #DIV/0! | #DIV/0! | #DIV/0! | #DIV/0! | #DIV/0! | #DIV/0! | #DIV/0! | #DIV/0! | #DIV/0! | #DIV/0!
[5 empty] | #DIV/0! | #DIV/0! | #DIV/0! | 0.2 | 0 | 0 | #DIV/0! | #DIV/0! | #DIV/0! | #DIV/0! | #DIV/0! | #DIV/0! | #DIV/0! | #DIV/0! | #DIV/0! | #DIV/0! | 0.5 | 0 | 0 | #DIV/0! | #DIV/0! | #DIV/0! | #DIV/0! | #DIV/0! | #DIV/0! | #DIV/0! | #DIV/0! | #DIV/0! | #DIV/0! | 0.81 | 0 | 0 | #DIV/0! | #DIV/0! | #DIV/0! | #DIV/0! | #DIV/0! | #DIV/0! | #DIV/0! | #DIV/0! | #DIV/0! | #DIV/0!
[5 empty] | #DIV/0! | #DIV/0! | #DIV/0! | 0.2 | 0 | 0 | #DIV/0! | #DIV/0! | #DIV/0! | #DIV/0! | #DIV/0! | #DIV/0! | #DIV/0! | #DIV/0! | #DIV/0! | #DIV/0! | 0.5 | 0 | 0 | #DIV/0! | #DIV/0! | #DIV/0! | #DIV/0! | #DIV/0! | #DIV/0! | #DIV/0! | #DIV/0! | #DIV/0! | #DIV/0! | 0.81 | 0 | 0 | #DIV/0! | #DIV/0! | #DIV/0! | #DIV/0! | #DIV/0! | #DIV/0! | #DIV/0! | #DIV/0! | #DIV/0! | #DIV/0!
[5 empty] | #DIV/0! | #DIV/0! | #DIV/0! | 0.2 | 0 | 0 | #DIV/0! | #DIV/0! | #DIV/0! | #DIV/0! | #DIV/0! | #DIV/0! | #DIV/0! | #DIV/0! | #DIV/0! | #DIV/0! | 0.5 | 0 | 0 | #DIV/0! | #DIV/0! | #DIV/0! | #DIV/0! | #DIV/0! | #DIV/0! | #DIV/0! | #DIV/0! | #DIV/0! | #DIV/0! | 0.81 | 0 | 0 | #DIV/0! | #DIV/0! | #DIV/0! | #DIV/0! | #DIV/0! | #DIV/0! | #DIV/0! | #DIV/0! | #DIV/0! | #DIV/0!
[5 empty] | #DIV/0! | #DIV/0! | #DIV/0! | 0.2 | 0 | 0 | #DIV/0! | #DIV/0! | #DIV/0! | #DIV/0! | #DIV/0! | #DIV/0! | #DIV/0! | #DIV/0! | #DIV/0! | #DIV/0! | 0.5 | 0 | 0 | #DIV/0! | #DIV/0! | #DIV/0! | #DIV/0! | #DIV/0! | #DIV/0! | #DIV/0! | #DIV/0! | #DIV/0! | #DIV/0! | 0.81 | 0 | 0 | #DIV/0! | #DIV/0! | #DIV/0! | #DIV/0! | #DIV/0! | #DIV/0! | #DIV/0! | #DIV/0! | #DIV/0! | #DIV/0!
[5 empty] | #DIV/0! | #DIV/0! | #DIV/0! | 0.2 | 0 | 0 | #DIV/0! | #DIV/0! | #DIV/0! | #DIV/0! | #DIV/0! | #DIV/0! | #DIV/0! | #DIV/0! | #DIV/0! | #DIV/0! | 0.5 | 0 | 0 | #DIV/0! | #DIV/0! | #DIV/0! | #DIV/0! | #DIV/0! | #DIV/0! | #DIV/0! | #DIV/0! | #DIV/0! | #DIV/0! | 0.81 | 0 | 0 | #DIV/0! | #DIV/0! | #DIV/0! | #DIV/0! | #DIV/0! | #DIV/0! | #DIV/0! | #DIV/0! | #DIV/0! | #DIV/0!
[5 empty] | #DIV/0! | #DIV/0! | #DIV/0! | 0.2 | 0 | 0 | #DIV/0! | #DIV/0! | #DIV/0! | #DIV/0! | #DIV/0! | #DIV/0! | #DIV/0! | #DIV/0! | #DIV/0! | #DIV/0! | 0.5 | 0 | 0 | #DIV/0! | #DIV/0! | #DIV/0! | #DIV/0! | #DIV/0! | #DIV/0! | #DIV/0! | #DIV/0! | #DIV/0! | #DIV/0! | 0.81 | 0 | 0 | #DIV/0! | #DIV/0! | #DIV/0! | #DIV/0! | #DIV/0! | #DIV/0! | #DIV/0! | #DIV/0! | #DIV/0! | #DIV/0!
[5 empty] | #DIV/0! | #DIV/0! | #DIV/0! | 0.2 | 0 | 0 | #DIV/0! | #DIV/0! | #DIV/0! | #DIV/0! | #DIV/0! | #DIV/0! | #DIV/0! | #DIV/0! | #DIV/0! | #DIV/0! | 0.5 | 0 | 0 | #DIV/0! | #DIV/0! | #DIV/0! | #DIV/0! | #DIV/0! | #DIV/0! | #DIV/0! | #DIV/0! | #DIV/0! | #DIV/0! | 0.81 | 0 | 0 | #DIV/0! | #DIV/0! | #DIV/0! | #DIV/0! | #DIV/0! | #DIV/0! | #DIV/0! | #DIV/0! | #DIV/0! | #DIV/0!
[5 empty] | #DIV/0! | #DIV/0! | #DIV/0! | 0.2 | 0 | 0 | #DIV/0! | #DIV/0! | #DIV/0! | #DIV/0! | #DIV/0! | #DIV/0! | #DIV/0! | #DIV/0! | #DIV/0! | #DIV/0! | 0.5 | 0 | 0 | #DIV/0! | #DIV/0! | #DIV/0! | #DIV/0! | #DIV/0! | #DIV/0! | #DIV/0! | #DIV/0! | #DIV/0! | #DIV/0! | 0.81 | 0 | 0 | #DIV/0! | #DIV/0! | #DIV/0! | #DIV/0! | #DIV/0! | #DIV/0! | #DIV/0! | #DIV/0! | #DIV/0! | #DIV/0!
[5 empty] | #DIV/0! | #DIV/0! | #DIV/0! | 0.2 | 0 | 0 | #DIV/0! | #DIV/0! | #DIV/0! | #DIV/0! | #DIV/0! | #DIV/0! | #DIV/0! | #DIV/0! | #DIV/0! | #DIV/0! | 0.5 | 0 | 0 | #DIV/0! | #DIV/0! | #DIV/0! | #DIV/0! | #DIV/0! | #DIV/0! | #DIV/0! | #DIV/0! | #DIV/0! | #DIV/0! | 0.81 | 0 | 0 | #DIV/0! | #DIV/0! | #DIV/0! | #DIV/0! | #DIV/0! | #DIV/0! | #DIV/0! | #DIV/0! | #DIV/0! | #DIV/0!
[5 empty] | #DIV/0! | #DIV/0! | #DIV/0! | 0.2 | 0 | 0 | #DIV/0! | #DIV/0! | #DIV/0! | #DIV/0! | #DIV/0! | #DIV/0! | #DIV/0! | #DIV/0! | #DIV/0! | #DIV/0! | 0.5 | 0 | 0 | #DIV/0! | #DIV/0! | #DIV/0! | #DIV/0! | #DIV/0! | #DIV/0! | #DIV/0! | #DIV/0! | #DIV/0! | #DIV/0! | 0.81 | 0 | 0 | #DIV/0! | #DIV/0! | #DIV/0! | #DIV/0! | #DIV/0! | #DIV/0! | #DIV/0! | #DIV/0! | #DIV/0! | #DIV/0!
[5 empty] | #DIV/0! | #DIV/0! | #DIV/0! | 0.2 | 0 | 0 | #DIV/0! | #DIV/0! | #DIV/0! | #DIV/0! | #DIV/0! | #DIV/0! | #DIV/0! | #DIV/0! | #DIV/0! | #DIV/0! | 0.5 | 0 | 0 | #DIV/0! | #DIV/0! | #DIV/0! | #DIV/0! | #DIV/0! | #DIV/0! | #DIV/0! | #DIV/0! | #DIV/0! | #DIV/0! | 0.81 | 0 | 0 | #DIV/0! | #DIV/0! | #DIV/0! | #DIV/0! | #DIV/0! | #DIV/0! | #DIV/0! | #DIV/0! | #DIV/0! | #DIV/0!
[5 empty] | #DIV/0! | #DIV/0! | #DIV/0! | 0.2 | 0 | 0 | #DIV/0! | #DIV/0! | #DIV/0! | #DIV/0! | #DIV/0! | #DIV/0! | #DIV/0! | #DIV/0! | #DIV/0! | #DIV/0! | 0.5 | 0 | 0 | #DIV/0! | #DIV/0! | #DIV/0! | #DIV/0! | #DIV/0! | #DIV/0! | #DIV/0! | #DIV/0! | #DIV/0! | #DIV/0! | 0.81 | 0 | 0 | #DIV/0! | #DIV/0! | #DIV/0! | #DIV/0! | #DIV/0! | #DIV/0! | #DIV/0! | #DIV/0! | #DIV/0! | #DIV/0!
[5 empty] | #DIV/0! | #DIV/0! | #DIV/0! | 0.2 | 0 | 0 | #DIV/0! | #DIV/0! | #DIV/0! | #DIV/0! | #DIV/0! | #DIV/0! | #DIV/0! | #DIV/0! | #DIV/0! | #DIV/0! | 0.5 | 0 | 0 | #DIV/0! | #DIV/0! | #DIV/0! | #DIV/0! | #DIV/0! | #DIV/0! | #DIV/0! | #DIV/0! | #DIV/0! | #DIV/0! | 0.81 | 0 | 0 | #DIV/0! | #DIV/0! | #DIV/0! | #DIV/0! | #DIV/0! | #DIV/0! | #DIV/0! | #DIV/0! | #DIV/0! | #DIV/0!
[5 empty] | #DIV/0! | #DIV/0! | #DIV/0! | 0.2 | 0 | 0 | #DIV/0! | #DIV/0! | #DIV/0! | #DIV/0! | #DIV/0! | #DIV/0! | #DIV/0! | #DIV/0! | #DIV/0! | #DIV/0! | 0.5 | 0 | 0 | #DIV/0! | #DIV/0! | #DIV/0! | #DIV/0! | #DIV/0! | #DIV/0! | #DIV/0! | #DIV/0! | #DIV/0! | #DIV/0! | 0.81 | 0 | 0 | #DIV/0! | #DIV/0! | #DIV/0! | #DIV/0! | #DIV/0! | #DIV/0! | #DIV/0! | #DIV/0! | #DIV/0! | #DIV/0!
[5 empty] | #DIV/0! | #DIV/0! | #DIV/0! | 0.2 | 0 | 0 | #DIV/0! | #DIV/0! | #DIV/0! | #DIV/0! | #DIV/0! | #DIV/0! | #DIV/0! | #DIV/0! | #DIV/0! | #DIV/0! | 0.5 | 0 | 0 | #DIV/0! | #DIV/0! | #DIV/0! | #DIV/0! | #DIV/0! | #DIV/0! | #DIV/0! | #DIV/0! | #DIV/0! | #DIV/0! | 0.81 | 0 | 0 | #DIV/0! | #DIV/0! | #DIV/0! | #DIV/0! | #DIV/0! | #DIV/0! | #DIV/0! | #DIV/0! | #DIV/0! | #DIV/0!
[5 empty] | #DIV/0! | #DIV/0! | #DIV/0! | 0.2 | 0 | 0 | #DIV/0! | #DIV/0! | #DIV/0! | #DIV/0! | #DIV/0! | #DIV/0! | #DIV/0! | #DIV/0! | #DIV/0! | #DIV/0! | 0.5 | 0 | 0 | #DIV/0! | #DIV/0! | #DIV/0! | #DIV/0! | #DIV/0! | #DIV/0! | #DIV/0! | #DIV/0! | #DIV/0! | #DIV/0! | 0.81 | 0 | 0 | #DIV/0! | #DIV/0! | #DIV/0! | #DIV/0! | #DIV/0! | #DIV/0! | #DIV/0! | #DIV/0! | #DIV/0! | #DIV/0!
[5 empty] | #DIV/0! | #DIV/0! | #DIV/0! | 0.2 | 0 | 0 | #DIV/0! | #DIV/0! | #DIV/0! | #DIV/0! | #DIV/0! | #DIV/0! | #DIV/0! | #DIV/0! | #DIV/0! | #DIV/0! | 0.5 | 0 | 0 | #DIV/0! | #DIV/0! | #DIV/0! | #DIV/0! | #DIV/0! | #DIV/0! | #DIV/0! | #DIV/0! | #DIV/0! | #DIV/0! | 0.81 | 0 | 0 | #DIV/0! | #DIV/0! | #DIV/0! | #DIV/0! | #DIV/0! | #DIV/0! | #DIV/0! | #DIV/0! | #DIV/0! | #DIV/0!
[5 empty] | #DIV/0! | #DIV/0! | #DIV/0! | 0.2 | 0 | 0 | #DIV/0! | #DIV/0! | #DIV/0! | #DIV/0! | #DIV/0! | #DIV/0! | #DIV/0! | #DIV/0! | #DIV/0! | #DIV/0! | 0.5 | 0 | 0 | #DIV/0! | #DIV/0! | #DIV/0! | #DIV/0! | #DIV/0! | #DIV/0! | #DIV/0! | #DIV/0! | #DIV/0! | #DIV/0! | 0.81 | 0 | 0 | #DIV/0! | #DIV/0! | #DIV/0! | #DIV/0! | #DIV/0! | #DIV/0! | #DIV/0! | #DIV/0! | #DIV/0! | #DIV/0!
[5 empty] | #DIV/0! | #DIV/0! | #DIV/0! | 0.2 | 0 | 0 | #DIV/0! | #DIV/0! | #DIV/0! | #DIV/0! | #DIV/0! | #DIV/0! | #DIV/0! | #DIV/0! | #DIV/0! | #DIV/0! | 0.5 | 0 | 0 | #DIV/0! | #DIV/0! | #DIV/0! | #DIV/0! | #DIV/0! | #DIV/0! | #DIV/0! | #DIV/0! | #DIV/0! | #DIV/0! | 0.81 | 0 | 0 | #DIV/0! | #DIV/0! | #DIV/0! | #DIV/0! | #DIV/0! | #DIV/0! | #DIV/0! | #DIV/0! | #DIV/0! | #DIV/0!
[5 empty] | #DIV/0! | #DIV/0! | #DIV/0! | 0.2 | 0 | 0 | #DIV/0! | #DIV/0! | #DIV/0! | #DIV/0! | #DIV/0! | #DIV/0! | #DIV/0! | #DIV/0! | #DIV/0! | #DIV/0! | 0.5 | 0 | 0 | #DIV/0! | #DIV/0! | #DIV/0! | #DIV/0! | #DIV/0! | #DIV/0! | #DIV/0! | #DIV/0! | #DIV/0! | #DIV/0! | 0.81 | 0 | 0 | #DIV/0! | #DIV/0! | #DIV/0! | #DIV/0! | #DIV/0! | #DIV/0! | #DIV/0! | #DIV/0! | #DIV/0! | #DIV/0!
[5 empty] | #DIV/0! | #DIV/0! | #DIV/0! | 0.2 | 0 | 0 | #DIV/0! | #DIV/0! | #DIV/0! | #DIV/0! | #DIV/0! | #DIV/0! | #DIV/0! | #DIV/0! | #DIV/0! | #DIV/0! | 0.5 | 0 | 0 | #DIV/0! | #DIV/0! | #DIV/0! | #DIV/0! | #DIV/0! | #DIV/0! | #DIV/0! | #DIV/0! | #DIV/0! | #DIV/0! | 0.81 | 0 | 0 | #DIV/0! | #DIV/0! | #DIV/0! | #DIV/0! | #DIV/0! | #DIV/0! | #DIV/0! | #DIV/0! | #DIV/0! | #DIV/0!
[5 empty] | #DIV/0! | #DIV/0! | #DIV/0! | 0.2 | 0 | 0 | #DIV/0! | #DIV/0! | #DIV/0! | #DIV/0! | #DIV/0! | #DIV/0! | #DIV/0! | #DIV/0! | #DIV/0! | #DIV/0! | 0.5 | 0 | 0 | #DIV/0! | #DIV/0! | #DIV/0! | #DIV/0! | #DIV/0! | #DIV/0! | #DIV/0! | #DIV/0! | #DIV/0! | #DIV/0! | 0.81 | 0 | 0 | #DIV/0! | #DIV/0! | #DIV/0! | #DIV/0! | #DIV/0! | #DIV/0! | #DIV/0! | #DIV/0! | #DIV/0! | #DIV/0!
[5 empty] | #DIV/0! | #DIV/0! | #DIV/0! | 0.2 | 0 | 0 | #DIV/0! | #DIV/0! | #DIV/0! | #DIV/0! | #DIV/0! | #DIV/0! | #DIV/0! | #DIV/0! | #DIV/0! | #DIV/0! | 0.5 | 0 | 0 | #DIV/0! | #DIV/0! | #DIV/0! | #DIV/0! | #DIV/0! | #DIV/0! | #DIV/0! | #DIV/0! | #DIV/0! | #DIV/0! | 0.81 | 0 | 0 | #DIV/0! | #DIV/0! | #DIV/0! | #DIV/0! | #DIV/0! | #DIV/0! | #DIV/0! | #DIV/0! | #DIV/0! | #DIV/0!
[5 empty] | #DIV/0! | #DIV/0! | #DIV/0! | 0.2 | 0 | 0 | #DIV/0! | #DIV/0! | #DIV/0! | #DIV/0! | #DIV/0! | #DIV/0! | #DIV/0! | #DIV/0! | #DIV/0! | #DIV/0! | 0.5 | 0 | 0 | #DIV/0! | #DIV/0! | #DIV/0! | #DIV/0! | #DIV/0! | #DIV/0! | #DIV/0! | #DIV/0! | #DIV/0! | #DIV/0! | 0.81 | 0 | 0 | #DIV/0! | #DIV/0! | #DIV/0! | #DIV/0! | #DIV/0! | #DIV/0! | #DIV/0! | #DIV/0! | #DIV/0! | #DIV/0!
[5 empty] | #DIV/0! | #DIV/0! | #DIV/0! | 0.2 | 0 | 0 | #DIV/0! | #DIV/0! | #DIV/0! | #DIV/0! | #DIV/0! | #DIV/0! | #DIV/0! | #DIV/0! | #DIV/0! | #DIV/0! | 0.5 | 0 | 0 | #DIV/0! | #DIV/0! | #DIV/0! | #DIV/0! | #DIV/0! | #DIV/0! | #DIV/0! | #DIV/0! | #DIV/0! | #DIV/0! | 0.81 | 0 | 0 | #DIV/0! | #DIV/0! | #DIV/0! | #DIV/0! | #DIV/0! | #DIV/0! | #DIV/0! | #DIV/0! | #DIV/0! | #DIV/0!
[5 empty] | #DIV/0! | #DIV/0! | #DIV/0! | 0.2 | 0 | 0 | #DIV/0! | #DIV/0! | #DIV/0! | #DIV/0! | #DIV/0! | #DIV/0! | #DIV/0! | #DIV/0! | #DIV/0! | #DIV/0! | 0.5 | 0 | 0 | #DIV/0! | #DIV/0! | #DIV/0! | #DIV/0! | #DIV/0! | #DIV/0! | #DIV/0! | #DIV/0! | #DIV/0! | #DIV/0! | 0.81 | 0 | 0 | #DIV/0! | #DIV/0! | #DIV/0! | #DIV/0! | #DIV/0! | #DIV/0! | #DIV/0! | #DIV/0! | #DIV/0! | #DIV/0!
[5 empty] | #DIV/0! | #DIV/0! | #DIV/0! | 0.2 | 0 | 0 | #DIV/0! | #DIV/0! | #DIV/0! | #DIV/0! | #DIV/0! | #DIV/0! | #DIV/0! | #DIV/0! | #DIV/0! | #DIV/0! | 0.5 | 0 | 0 | #DIV/0! | #DIV/0! | #DIV/0! | #DIV/0! | #DIV/0! | #DIV/0! | #DIV/0! | #DIV/0! | #DIV/0! | #DIV/0! | 0.81 | 0 | 0 | #DIV/0! | #DIV/0! | #DIV/0! | #DIV/0! | #DIV/0! | #DIV/0! | #DIV/0! | #DIV/0! | #DIV/0! | #DIV/0!
[5 empty] | #DIV/0! | #DIV/0! | #DIV/0! | 0.2 | 0 | 0 | #DIV/0! | #DIV/0! | #DIV/0! | #DIV/0! | #DIV/0! | #DIV/0! | #DIV/0! | #DIV/0! | #DIV/0! | #DIV/0! | 0.5 | 0 | 0 | #DIV/0! | #DIV/0! | #DIV/0! | #DIV/0! | #DIV/0! | #DIV/0! | #DIV/0! | #DIV/0! | #DIV/0! | #DIV/0! | 0.81 | 0 | 0 | #DIV/0! | #DIV/0! | #DIV/0! | #DIV/0! | #DIV/0! | #DIV/0! | #DIV/0! | #DIV/0! | #DIV/0! | #DIV/0!
[5 empty] | #DIV/0! | #DIV/0! | #DIV/0! | 0.2 | 0 | 0 | #DIV/0! | #DIV/0! | #DIV/0! | #DIV/0! | #DIV/0! | #DIV/0! | #DIV/0! | #DIV/0! | #DIV/0! | #DIV/0! | 0.5 | 0 | 0 | #DIV/0! | #DIV/0! | #DIV/0! | #DIV/0! | #DIV/0! | #DIV/0! | #DIV/0! | #DIV/0! | #DIV/0! | #DIV/0! | 0.81 | 0 | 0 | #DIV/0! | #DIV/0! | #DIV/0! | #DIV/0! | #DIV/0! | #DIV/0! | #DIV/0! | #DIV/0! | #DIV/0! | #DIV/0!
[5 empty] | #DIV/0! | #DIV/0! | #DIV/0! | 0.2 | 0 | 0 | #DIV/0! | #DIV/0! | #DIV/0! | #DIV/0! | #DIV/0! | #DIV/0! | #DIV/0! | #DIV/0! | #DIV/0! | #DIV/0! | 0.5 | 0 | 0 | #DIV/0! | #DIV/0! | #DIV/0! | #DIV/0! | #DIV/0! | #DIV/0! | #DIV/0! | #DIV/0! | #DIV/0! | #DIV/0! | 0.81 | 0 | 0 | #DIV/0! | #DIV/0! | #DIV/0! | #DIV/0! | #DIV/0! | #DIV/0! | #DIV/0! | #DIV/0! | #DIV/0! | #DIV/0!